## Summary
| Project: | Watson Lake Bi-Fuel Project | [10 empty] | Graph Data:
Cost Comparison
| Cost Comparison | [7 empty] | Analysis is based on | 20 |  |  | Year | Watson Lake Bi-Fuel Project - Lease | Watson Lake Bi-Fuel Project - Purchase
[13 empty] | 2012 | 0 | 0
| Reference | Watson Lake Bi-Fuel Project - Lease |  | Watson Lake Bi-Fuel Project - Purchase | [8 empty] | 2013 | 80706.4434 | 121305.0599 | -40598.6165
| Base Year | 2012 |  | 2012 | [8 empty] | 2014 | 302758.6028 | 365619.9909 | -62861.3881
| In-Service Year | 2013 |  | 2013 | [8 empty] | 2015 | 506406.785 | 575697.7474 | -69290.9624
[13 empty] | 2016 | 696911.7271 | 762609.9023 | -65698.1752
| Revenue Requirement | Watson Lake Bi-Fuel Project - Lease |  | Watson Lake Bi-Fuel Project - Purchase | [8 empty] | 2017 | 875121.68 | 929272.4171 | -54150.7371
| (from base year) | [11 empty] | 2018 | 1041830.1495 | 1077767.4885 | -35937.339
| CPV @ Year 5 | 696911.7271 |  | 762609.9023 | [8 empty] | 2019 | 1197779.4291 | 1209970.6491 | -12191.22
| CPV @ Year 10 | 1480133.1513 |  | 1432088.1144 | [8 empty] | 2020 | 1343663.9058 | 1327570.7614 | 16093.1443
| CPV @ Year 15 | 2041198.0542 |  | 1801781.0732 | [8 empty] | 2021 | 1480133.1513 | 1432088.1144 | 48045.037
| CPV @ Year 20 | 2443119.9316 |  | 2000210.8424 | [8 empty] | 2022 | 1607794.8148 | 1524890.7994 | 82904.0154
| CPV @ Year 25 | - |  | - | [8 empty] | 2023 | 1727217.3285 | 1607209.5287 | 120007.7997
| CPV @ Year 40 | - |  | - | [8 empty] | 2024 | 1838932.4383 | 1680151.0399 | 158781.3984
[13 empty] | 2025 | 1943437.5721 | 1744710.2207 | 198727.3515
[13 empty] | 2026 | 2041198.0542 | 1801781.0732 | 239416.981
| Capital Cost Summary | [11 empty] | 2027 | 2132649.1773 | 1852166.6283 | 280482.549
| (2012 Dollars) | Watson Lake Bi-Fuel Project - Lease |  | Watson Lake Bi-Fuel Project - Purchase | [8 empty] | 2028 | 2218198.1407 | 1896587.9066 | 321610.2341
| Transmission | 0 |  | 1800000 | [8 empty] | 2029 | 2298225.8638 | 1935692.0187 | 362533.8451
| Distribution | 0 |  | 0 | [8 empty] | 2030 | 2373088.6816 | 1970059.4839 | 403029.1977
| Communication | 0 |  | 0 | [8 empty] | 2031 | 2443119.9316 | 2000210.8424 | 442909.0892
| Other | 0 |  | 0 | [8 empty] | 2032 | 2508631.4382 | 2026612.6277 | 482018.8105
| Total | 0 |  | 1800000
(Includes ES&G, escalation, & AFUDC)
| Transmission | 0 |  | 1800000
| Distribution | 0 |  | 0
| Communication | 0 |  | 0
| Other | 0 |  | 0
| Total | 0 |  | 1800000
Economic Assumptions
- | Analysis is based on 20 years
- | Pool Price as per Chase Energy Report dated May 2, 2013
- | 2013 Before Tax Discount Rates of 9.04% (Distribution) and 9.04% (Transmission)
- | Distribution Losses are included
2013 Incremental Capital Structure and Cost
|  | Generation | [5 empty] | Transmission
|  | Return | Ratio | B.T. Cost | A.T. Cost |  |  | Return | Ratio | B.T. Cost | A.T. Cost
| Debt | 5.8% | 56% | 3.248% | 3.248% |  | Debt | 5.8% | 56% | 3.248% | 3.248%
| Preferred | 0% | 0% | 0% | 0% |  | Preferred | 0% | 0% | 0% | 0%
| Common | 9.21% | 44% | 5.789% | 4.052% |  | Common | 9.21% | 44% | 5.789% | 4.052%
| TOTALS |  |  | 9.037% | 7.3% |  | TOTALS |  |  | 9.037% | 7.3%
Revenue Requirement Summary
[6 empty] | Year | Calendar Year | Watson Lake Bi-Fuel Project - Lease | Watson Lake Bi-Fuel Project - Purchase
[6 empty] | 0 | 2012 | 0 | 0 |  |  |  |  | 21 | years from Base Year
[6 empty] | 1 | 2013 | 88000 | 132267.5714
[6 empty] | 2 | 2014 | 264000 | 290468.4286
[6 empty] | 3 | 2015 | 264000 | 272335
[6 empty] | 4 | 2016 | 269280 | 264201.5714
[6 empty] | 5 | 2017 | 274665.6 | 256868.1429
[6 empty] | 6 | 2018 | 280158.912 | 249550.7143
[6 empty] | 7 | 2019 | 285762.0902 | 242249.6057
[6 empty] | 8 | 2020 | 291477.332 | 234965.1435
[6 empty] | 9 | 2021 | 297306.8787 | 227697.6607
[6 empty] | 10 | 2022 | 303253.0163 | 220447.4968
[6 empty] | 11 | 2023 | 309318.0766 | 213214.9981
[6 empty] | 12 | 2024 | 315504.4381 | 206000.5181
[6 empty] | 13 | 2025 | 321814.5269 | 198804.417
[6 empty] | 14 | 2026 | 328250.8174 | 191627.0625
[6 empty] | 15 | 2027 | 334815.8338 | 184468.8295
[6 empty] | 16 | 2028 | 341512.1504 | 177330.1004
[6 empty] | 17 | 2029 | 348342.3934 | 170211.2652
[6 empty] | 18 | 2030 | 355309.2413 | 163112.722
[6 empty] | 19 | 2031 | 362415.4261 | 156034.8764
[6 empty] | 20 | 2032 | 369663.7347 | 148978.1425
[6 empty] | 27 | 2039 | 0 | 0 | 0 | 0 | 0
[6 empty] | 28 | 2040 | 0 | 0 | 0 | 0 | 0
[6 empty] | 29 | 2041 | 0 | 0 | 0 | 0 | 0
[6 empty] | 30 | 2042 | 0 | 0 | 0 | 0 | 0
[6 empty] | 31 | 2043 | 0 | 0 | 0 | 0 | 0
[6 empty] | 32 | 2044 | 0 | 0 | 0 | 0 | 0
[6 empty] | 33 | 2045 | 0 | 0 | 0 | 0 | 0
[6 empty] | 34 | 2046 | 0 | 0 | 0 | 0 | 0
[6 empty] | 35 | 2047 | 0 | 0 | 0 | 0 | 0
[6 empty] | 36 | 2048 | 0 | 0 | 0 | 0 | 0
[6 empty] | 37 | 2049 | 0 | 0 | 0 | 0 | 0
[6 empty] | 38 | 2050 | 0 | 0 | 0 | 0 | 0
[6 empty] | 39 | 2051 | 0 | 0 | 0 | 0 | 0

## Lease Option
Yukon Electrical Project Economic Evaluation | [5 empty] | Input data in | blue
Watson Lake Bi-Fuel Project - Lease
Lease Option
Cost Impact
Assumptions:
1 | Financial Parameters
| Distribution Capital Structure and Cost | [5 empty] | Generation Capital Structure and Cost | [5 empty] | Incremental Depreciation Rates: |  | Service Life | Rate
|  | Return | Ratio | B.T. Cost | A.T. Cost |  |  | Return | Ratio | B.T. Cost | A.T. Cost |  | Generation |  | 20 | 5%
| Debt | 5.8% | 56% | 3.248% | 3.248% |  | Debt | 5.8% | 56% | 3.248% | 3.248% |  | Distribution |  | 20 | 5%
| Preferred | 0% | 0% | 0% | 0% |  | Preferred | 0% | 0% | 0% | 0% |  | Communication |  | 20 | 5%
| Common | 9.21% | 44% | 5.789% | 4.052% |  | Common | 9.21% | 44% | 5.789% | 4.052% |  | "D" Other |  | 20 | 5%
| TOTALS |  | 100% | 9.037% | 7.3% |  | TOTALS |  | 100% | 9.037% | 7.3%
| Income Taxes and Escalation |  |  |  | 2011 | 2012 | 2013 | 2014 | >=2015
| Federal and Territorial Income Tax |  |  |  | 31.5% | 30% | 30% | 30% | 30%
Escalation
|  | Capital |  |  |  | 2% | 2% | 2% | 2%
|  | O & M |  |  |  | 2% | 2% | 2% | 2%
|  |  |  | 2013 Income Taxes |  | 30%
2 | All analysis are based on |  | 20 | of costs.
3 | Embedded distribution capital and O&M costs are not considered in analysis.
4 | Base Year ($) |  | 2012
| In-Service Year |  | 2013
5 | Incremental Capital Spending:
|  |  | Annual Escalation Factor | 1 | 1.02 | 1.02 | 1.02 | 1.02 | 1.02 | 1.02 | 1.02 | 1.02 | 1.02 | 1.02 | 1.02 | 1.02 | 1.02 | 1.02 | 1.02 | 1.02 | 1.02 | 1.02 | 1.02 | 1.02 | 1.02 | 1.02 | 1.02 | 1.02 | 1.02 | 1.02 | 1.02 | 1.02 | 1.02 | 1.02 | 1.02 | 1.02 | 1.02 | 1.02 | 1.02 | 1.02 | 1.02 | 1.02 | 1.02 | 1.02
|  |  | Compounded Escalation Factor | 1 | 1.02 | 1.0404 | 1.0612 | 1.0824 | 1.1041 | 1.1262 | 1.1487 | 1.1717 | 1.1951 | 1.219 | 1.2434 | 1.2682 | 1.2936 | 1.3195 | 1.3459 | 1.3728 | 1.4002 | 1.4282 | 1.4568 | 1.4859 | 1.5157 | 1.546 | 1.5769 | 1.6084 | 1.6406 | 1.6734 | 1.7069 | 1.741 | 1.7758 | 1.8114 | 1.8476 | 1.8845 | 1.9222 | 1.9607 | 1.9999 | 2.0399 | 2.0807 | 2.1223 | 2.1647 | 2.208
|  |  | ISD Index | 0 | 1 | 0 | 0 | 0 | 0 | 0 | 0 | 0 | 0 | 0 | 0 | 0 | 0 | 0 | 0 | 0 | 0 | 0 | 0 | 0 | 0 | 0 | 0 | 0 | 0 | 0 | 0 | 0 | 0 | 0 | 0 | 0 | 0 | 0 | 0 | 0 | 0 | 0 | 0 | 0
|  |  |  | 2012 | 2013 | 2014 | 2015 | 2016 | 2017 | 2018 | 2019 | 2020 | 2021 | 2022 | 2023 | 2024 | 2025 | 2026 | 2027 | 2028 | 2029 | 2030 | 2031 | 2032 | 2033 | 2034 | 2035 | 2036 | 2037 | 2038 | 2039 | 2040 | 2041 | 2042 | 2043 | 2044 | 2045 | 2046 | 2047 | 2048 | 2049 | 2050 | 2051 | 2052
| Enter capital expenditures in 2012 dollars |  |  | 0 | 1 | 2 | 3 | 4 | 5 | 6 | 7 | 8 | 9 | 10 | 11 | 12 | 13 | 14 | 15 | 16 | 17 | 18 | 19 | 20 | 21 | 22 | 23 | 24 | 25 | 26 | 27 | 28 | 29 | 30 | 31 | 32 | 33 | 34 | 35 | 36 | 37 | 38 | 39 | 40 | Nom $ Total | Real $ Total
(include ES&G and Contingency)
| Generation |  |  | 0 | 0 | 0 | 0 | 0 | 0 | 0 | 0 | 0 | 0 | 0 | 0 | 0 | 0 | 0 | 0 | 0 | 0 | 0 | 0 | 0 | 0 | 0 | 0 | 0 | 0 | 0 | 0 | 0 | 0 | 0 | 0 | 0 | 0 | 0 | 0 | 0 | 0 | 0 | 0 | 0 |  | 0
| (inflated) |  |  | 0 | 0 | 0 | 0 | 0 | 0 | 0 | 0 | 0 | 0 | 0 | 0 | 0 | 0 | 0 | 0 | 0 | 0 | 0 | 0 | 0 | 0 | 0 | 0 | 0 | 0 | 0 | 0 | 0 | 0 | 0 | 0 | 0 | 0 | 0 | 0 | 0 | 0 | 0 | 0 | 0 | 0
| Distribution |  |  | 0 | 0 | 0 | 0 | 0 | 0 | 0 | 0 | 0 | 0 | 0 | 0 | 0 | 0 | 0 | 0 | 0 | 0 | 0 | 0 | 0 | 0 | 0 | 0 | 0 | 0 | 0 | 0 | 0 | 0 | 0 | 0 | 0 | 0 | 0 | 0 | 0 | 0 | 0 | 0 | 0 |  | 0
| (inflated) |  |  | 0 | 0 | 0 | 0 | 0 | 0 | 0 | 0 | 0 | 0 | 0 | 0 | 0 | 0 | 0 | 0 | 0 | 0 | 0 | 0 | 0 | 0 | 0 | 0 | 0 | 0 | 0 | 0 | 0 | 0 | 0 | 0 | 0 | 0 | 0 | 0 | 0 | 0 | 0 | 0 | 0 | 0
| Distribution Communications |  |  | 0 | 0 | 0 | 0 | 0 | 0 | 0 | 0 | 0 | 0 | 0 | 0 | 0 | 0 | 0 | 0 | 0 | 0 | 0 | 0 | 0 | 0 | 0 | 0 | 0 | 0 | 0 | 0 | 0 | 0 | 0 | 0 | 0 | 0 | 0 | 0 | 0 | 0 | 0 | 0 | 0 |  | 0
| (inflated) |  |  | 0 | 0 | 0 | 0 | 0 | 0 | 0 | 0 | 0 | 0 | 0 | 0 | 0 | 0 | 0 | 0 | 0 | 0 | 0 | 0 | 0 | 0 | 0 | 0 | 0 | 0 | 0 | 0 | 0 | 0 | 0 | 0 | 0 | 0 | 0 | 0 | 0 | 0 | 0 | 0 | 0 | 0
| Transmission Communications |  |  | 0 | 0 | 0 | 0 | 0 | 0 | 0 | 0 | 0 | 0 | 0 | 0 | 0 | 0 | 0 | 0 | 0 | 0 | 0 | 0 | 0 | 0 | 0 | 0 | 0 | 0 | 0 | 0 | 0 | 0 | 0 | 0 | 0 | 0 | 0 | 0 | 0 | 0 | 0 | 0 | 0 |  | 0
| (inflated) | (Telecom / Telecontrol) |  | 0 | 0 | 0 | 0 | 0 | 0 | 0 | 0 | 0 | 0 | 0 | 0 | 0 | 0 | 0 | 0 | 0 | 0 | 0 | 0 | 0 | 0 | 0 | 0 | 0 | 0 | 0 | 0 | 0 | 0 | 0 | 0 | 0 | 0 | 0 | 0 | 0 | 0 | 0 | 0 | 0 | 0
| Distribution Other |  |  | 0 | 0 | 0 | 0 | 0 | 0 | 0 | 0 | 0 | 0 | 0 | 0 | 0 | 0 | 0 | 0 | 0 | 0 | 0 | 0 | 0 | 0 | 0 | 0 | 0 | 0 | 0 | 0 | 0 | 0 | 0 | 0 | 0 | 0 | 0 | 0 | 0 | 0 | 0 | 0 | 0 |  | 0
| (inflated) |  |  | 0 | 0 | 0 | 0 | 0 | 0 | 0 | 0 | 0 | 0 | 0 | 0 | 0 | 0 | 0 | 0 | 0 | 0 | 0 | 0 | 0 | 0 | 0 | 0 | 0 | 0 | 0 | 0 | 0 | 0 | 0 | 0 | 0 | 0 | 0 | 0 | 0 | 0 | 0 | 0 | 0 | 0
| Total Capital Cost (2012$) |  |  | 0 | 0 | 0 | 0 | 0 | 0 | 0 | 0 | 0 | 0 | 0 | 0 | 0 | 0 | 0 | 0 | 0 | 0 | 0 | 0 | 0 | 0 | 0 | 0 | 0 | 0 | 0 | 0 | 0 | 0 | 0 | 0 | 0 | 0 | 0 | 0 | 0 | 0 | 0 | 0 | 0
| Total Capital Cost (Nom$) |  |  | 0 | 0 | 0 | 0 | 0 | 0 | 0 | 0 | 0 | 0 | 0 | 0 | 0 | 0 | 0 | 0 | 0 | 0 | 0 | 0 | 0 | 0 | 0 | 0 | 0 | 0 | 0 | 0 | 0 | 0 | 0 | 0 | 0 | 0 | 0 | 0 | 0 | 0 | 0 | 0 | 0 | 0 | 0
Source:
6 | AFUDC Calculation & Ratebase:
|  | Calculate AFUDC | No | 2012 0: (yes or no)
|  |  |  | 2012 | 2013 | 2014 | 2015 | 2016 | 2017 | 2018 | 2019 | 2020 | 2021 | 2022 | 2023 | 2024 | 2025 | 2026 | 2027 | 2028 | 2029 | 2030 | 2031 | 2032 | 2033 | 2034 | 2035 | 2036 | 2037 | 2038 | 2039 | 2040 | 2041 | 2042 | 2043 | 2044 | 2045 | 2046 | 2047 | 2048 | 2049 | 2050 | 2051 | 2052 | Total Capital w/
| Generation |  |  | 0 | 1 | 2 | 3 | 4 | 5 | 6 | 7 | 8 | 9 | 10 | 11 | 12 | 13 | 14 | 15 | 16 | 17 | 18 | 19 | 20 | 21 | 22 | 23 | 24 | 25 | 26 | 27 | 28 | 29 | 30 | 31 | 32 | 33 | 34 | 35 | 36 | 37 | 38 | 39 | 40 | escalation & AFUDC
|  |  | Opening Balance | 0 | 0 | 0 | 0 | 0 | 0 | 0 | 0 | 0 | 0 | 0 | 0 | 0 | 0 | 0 | 0 | 0 | 0 | 0 | 0 | 0 | 0 | 0 | 0 | 0 | 0 | 0 | 0 | 0 | 0 | 0 | 0 | 0 | 0 | 0 | 0 | 0 | 0 | 0 | 0 | 0
|  |  | Capital Addition | 0 | 0 | 0 | 0 | 0 | 0 | 0 | 0 | 0 | 0 | 0 | 0 | 0 | 0 | 0 | 0 | 0 | 0 | 0 | 0 | 0 | 0 | 0 | 0 | 0 | 0 | 0 | 0 | 0 | 0 | 0 | 0 | 0 | 0 | 0 | 0 | 0 | 0 | 0 | 0 | 0
|  |  | 7.3% | 0 | 0 | 0 | 0 | 0 | 0 | 0 | 0 | 0 | 0 | 0 | 0 | 0 | 0 | 0 | 0 | 0 | 0 | 0 | 0 | 0 | 0 | 0 | 0 | 0 | 0 | 0 | 0 | 0 | 0 | 0 | 0 | 0 | 0 | 0 | 0 | 0 | 0 | 0 | 0 | 0
|  |  | RATEBASE | 0 | 0 | 0 | 0 | 0 | 0 | 0 | 0 | 0 | 0 | 0 | 0 | 0 | 0 | 0 | 0 | 0 | 0 | 0 | 0 | 0 | 0 | 0 | 0 | 0 | 0 | 0 | 0 | 0 | 0 | 0 | 0 | 0 | 0 | 0 | 0 | 0 | 0 | 0 | 0 | 0 | 0
Distribution
|  |  | Opening Balance | 0 | 0 | 0 | 0 | 0 | 0 | 0 | 0 | 0 | 0 | 0 | 0 | 0 | 0 | 0 | 0 | 0 | 0 | 0 | 0 | 0 | 0 | 0 | 0 | 0 | 0 | 0 | 0 | 0 | 0 | 0 | 0 | 0 | 0 | 0 | 0 | 0 | 0 | 0 | 0 | 0
|  |  | Capital Addition | 0 | 0 | 0 | 0 | 0 | 0 | 0 | 0 | 0 | 0 | 0 | 0 | 0 | 0 | 0 | 0 | 0 | 0 | 0 | 0 | 0 | 0 | 0 | 0 | 0 | 0 | 0 | 0 | 0 | 0 | 0 | 0 | 0 | 0 | 0 | 0 | 0 | 0 | 0 | 0 | 0
|  |  | 7.3% | 0 | 0 | 0 | 0 | 0 | 0 | 0 | 0 | 0 | 0 | 0 | 0 | 0 | 0 | 0 | 0 | 0 | 0 | 0 | 0 | 0 | 0 | 0 | 0 | 0 | 0 | 0 | 0 | 0 | 0 | 0 | 0 | 0 | 0 | 0 | 0 | 0 | 0 | 0 | 0 | 0
|  |  | RATEBASE | 0 | 0 | 0 | 0 | 0 | 0 | 0 | 0 | 0 | 0 | 0 | 0 | 0 | 0 | 0 | 0 | 0 | 0 | 0 | 0 | 0 | 0 | 0 | 0 | 0 | 0 | 0 | 0 | 0 | 0 | 0 | 0 | 0 | 0 | 0 | 0 | 0 | 0 | 0 | 0 | 0 | 0
Distribution Communications
|  |  | Opening Balance | 0 | 0 | 0 | 0 | 0 | 0 | 0 | 0 | 0 | 0 | 0 | 0 | 0 | 0 | 0 | 0 | 0 | 0 | 0 | 0 | 0 | 0 | 0 | 0 | 0 | 0 | 0 | 0 | 0 | 0 | 0 | 0 | 0 | 0 | 0 | 0 | 0 | 0 | 0 | 0 | 0
|  |  | Capital Addition | 0 | 0 | 0 | 0 | 0 | 0 | 0 | 0 | 0 | 0 | 0 | 0 | 0 | 0 | 0 | 0 | 0 | 0 | 0 | 0 | 0 | 0 | 0 | 0 | 0 | 0 | 0 | 0 | 0 | 0 | 0 | 0 | 0 | 0 | 0 | 0 | 0 | 0 | 0 | 0 | 0
|  |  | 7.3% | 0 | 0 | 0 | 0 | 0 | 0 | 0 | 0 | 0 | 0 | 0 | 0 | 0 | 0 | 0 | 0 | 0 | 0 | 0 | 0 | 0 | 0 | 0 | 0 | 0 | 0 | 0 | 0 | 0 | 0 | 0 | 0 | 0 | 0 | 0 | 0 | 0 | 0 | 0 | 0 | 0
|  |  | RATEBASE | 0 | 0 | 0 | 0 | 0 | 0 | 0 | 0 | 0 | 0 | 0 | 0 | 0 | 0 | 0 | 0 | 0 | 0 | 0 | 0 | 0 | 0 | 0 | 0 | 0 | 0 | 0 | 0 | 0 | 0 | 0 | 0 | 0 | 0 | 0 | 0 | 0 | 0 | 0 | 0 | 0 | 0
Transmission Communications
|  |  | Opening Balance | 0 | 0 | 0 | 0 | 0 | 0 | 0 | 0 | 0 | 0 | 0 | 0 | 0 | 0 | 0 | 0 | 0 | 0 | 0 | 0 | 0 | 0 | 0 | 0 | 0 | 0 | 0 | 0 | 0 | 0 | 0 | 0 | 0 | 0 | 0 | 0 | 0 | 0 | 0 | 0 | 0
|  |  | Capital Addition | 0 | 0 | 0 | 0 | 0 | 0 | 0 | 0 | 0 | 0 | 0 | 0 | 0 | 0 | 0 | 0 | 0 | 0 | 0 | 0 | 0 | 0 | 0 | 0 | 0 | 0 | 0 | 0 | 0 | 0 | 0 | 0 | 0 | 0 | 0 | 0 | 0 | 0 | 0 | 0 | 0
|  |  | 7.3% | 0 | 0 | 0 | 0 | 0 | 0 | 0 | 0 | 0 | 0 | 0 | 0 | 0 | 0 | 0 | 0 | 0 | 0 | 0 | 0 | 0 | 0 | 0 | 0 | 0 | 0 | 0 | 0 | 0 | 0 | 0 | 0 | 0 | 0 | 0 | 0 | 0 | 0 | 0 | 0 | 0
|  |  | RATEBASE | 0 | 0 | 0 | 0 | 0 | 0 | 0 | 0 | 0 | 0 | 0 | 0 | 0 | 0 | 0 | 0 | 0 | 0 | 0 | 0 | 0 | 0 | 0 | 0 | 0 | 0 | 0 | 0 | 0 | 0 | 0 | 0 | 0 | 0 | 0 | 0 | 0 | 0 | 0 | 0 | 0 | 0
Distribution Other
|  |  | Opening Balance | 0 | 0 | 0 | 0 | 0 | 0 | 0 | 0 | 0 | 0 | 0 | 0 | 0 | 0 | 0 | 0 | 0 | 0 | 0 | 0 | 0 | 0 | 0 | 0 | 0 | 0 | 0 | 0 | 0 | 0 | 0 | 0 | 0 | 0 | 0 | 0 | 0 | 0 | 0 | 0 | 0
|  |  | Capital Addition | 0 | 0 | 0 | 0 | 0 | 0 | 0 | 0 | 0 | 0 | 0 | 0 | 0 | 0 | 0 | 0 | 0 | 0 | 0 | 0 | 0 | 0 | 0 | 0 | 0 | 0 | 0 | 0 | 0 | 0 | 0 | 0 | 0 | 0 | 0 | 0 | 0 | 0 | 0 | 0 | 0
|  |  | 7.3% | 0 | 0 | 0 | 0 | 0 | 0 | 0 | 0 | 0 | 0 | 0 | 0 | 0 | 0 | 0 | 0 | 0 | 0 | 0 | 0 | 0 | 0 | 0 | 0 | 0 | 0 | 0 | 0 | 0 | 0 | 0 | 0 | 0 | 0 | 0 | 0 | 0 | 0 | 0 | 0 | 0
|  |  | RATEBASE | 0 | 0 | 0 | 0 | 0 | 0 | 0 | 0 | 0 | 0 | 0 | 0 | 0 | 0 | 0 | 0 | 0 | 0 | 0 | 0 | 0 | 0 | 0 | 0 | 0 | 0 | 0 | 0 | 0 | 0 | 0 | 0 | 0 | 0 | 0 | 0 | 0 | 0 | 0 | 0 | 0 | 0
Total Rate Base
|  |  | Opening Balance | 0 | 0 | 0 | 0 | 0 | 0 | 0 | 0 | 0 | 0 | 0 | 0 | 0 | 0 | 0 | 0 | 0 | 0 | 0 | 0 | 0 | 0 | 0 | 0 | 0 | 0 | 0 | 0 | 0 | 0 | 0 | 0 | 0 | 0 | 0 | 0 | 0 | 0 | 0 | 0 | 0
|  |  | Capital Addition | 0 | 0 | 0 | 0 | 0 | 0 | 0 | 0 | 0 | 0 | 0 | 0 | 0 | 0 | 0 | 0 | 0 | 0 | 0 | 0 | 0 | 0 | 0 | 0 | 0 | 0 | 0 | 0 | 0 | 0 | 0 | 0 | 0 | 0 | 0 | 0 | 0 | 0 | 0 | 0 | 0
|  |  | AFUDC | 0 | 0 | 0 | 0 | 0 | 0 | 0 | 0 | 0 | 0 | 0 | 0 | 0 | 0 | 0 | 0 | 0 | 0 | 0 | 0 | 0 | 0 | 0 | 0 | 0 | 0 | 0 | 0 | 0 | 0 | 0 | 0 | 0 | 0 | 0 | 0 | 0 | 0 | 0 | 0 | 0
|  |  | RATEBASE | 0 | 0 | 0 | 0 | 0 | 0 | 0 | 0 | 0 | 0 | 0 | 0 | 0 | 0 | 0 | 0 | 0 | 0 | 0 | 0 | 0 | 0 | 0 | 0 | 0 | 0 | 0 | 0 | 0 | 0 | 0 | 0 | 0 | 0 | 0 | 0 | 0 | 0 | 0 | 0 | 0 | 0
7 | Incremental Operation and Maintenance Costs:
|  |  | Annual Escalation Factor | 1 | 1 | 1 | 1 | 1.02 | 1.02 | 1.02 | 1.02 | 1.02 | 1.02 | 1.02 | 1.02 | 1.02 | 1.02 | 1.02 | 1.02 | 1.02 | 1.02 | 1.02 | 1.02 | 1.02 | 1.02 | 1.02 | 1.02 | 1.02 | 1.02 | 1.02 | 1.02 | 1.02 | 1.02 | 1.02 | 1.02 | 1.02 | 1.02 | 1.02 | 1.02 | 1.02 | 1.02 | 1.02 | 1.02 | 1.02
|  |  | Compounded Escalation Factor | 1 | 1 | 1 | 1 | 1.02 | 1.0404 | 1.0612 | 1.0824 | 1.1041 | 1.1262 | 1.1487 | 1.1717 | 1.1951 | 1.219 | 1.2434 | 1.2682 | 1.2936 | 1.3195 | 1.3459 | 1.3728 | 1.4002 | 1.4282 | 1.4568 | 1.4859 | 1.5157 | 1.546 | 1.5769 | 1.6084 | 1.6406 | 1.6734 | 1.7069 | 1.741 | 1.7758 | 1.8114 | 1.8476 | 1.8845 | 1.9222 | 1.9607 | 1.9999 | 2.0399 | 2.0807
|  |  | ISD Index | 0 | 1 | 0 | 0 | 0 | 0 | 0 | 0 | 0 | 0 | 0 | 0 | 0 | 0 | 0 | 0 | 0 | 0 | 0 | 0 | 0 | 0 | 0 | 0 | 0 | 0 | 0 | 0 | 0 | 0 | 0 | 0 | 0 | 0 | 0 | 0 | 0 | 0 | 0 | 0 | 0
| O&M Calculated based on Percentage of Rate Base (Nom$) |  |  | (yes or no) 2013 1: No; (yes or no) 2014 2: (yes or no); (yes or no) 2015 3: Manually enter O&M in next section
If non-linear O&M is required, manually input the data into the Manual Input table.
O & M based on a percentage of capital cost at ISD, escalated thereafter.
|  |  |  | 2012 | 2013 | 2014 | 2015 | 2016 | 2017 | 2018 | 2019 | 2020 | 2021 | 2022 | 2023 | 2024 | 2025 | 2026 | 2027 | 2028 | 2029 | 2030 | 2031 | 2032 | 2033 | 2034 | 2035 | 2036 | 2037 | 2038 | 2039 | 2040 | 2041 | 2042 | 2043 | 2044 | 2045 | 2046 | 2047 | 2048 | 2049 | 2050 | 2051 | 2052
|  |  | O&M Rates | 0 | 1 | 2 | 3 | 4 | 5 | 6 | 7 | 8 | 9 | 10 | 11 | 12 | 13 | 14 | 15 | 16 | 17 | 18 | 19 | 20 | 21 | 22 | 23 | 24 | 25 | 26 | 27 | 28 | 29 | 30 | 31 | 32 | 33 | 34 | 35 | 36 | 37 | 38 | 39 | 40
| Generation Rate = |  |  | 0 | 0 | 0 | 0 | 0 | 0 | 0 | 0 | 0 | 0 | 0 | 0 | 0 | 0 | 0 | 0 | 0 | 0 | 0 | 0 | 0 | 0 | 0 | 0 | 0 | 0 | 0 | 0 | 0 | 0 | 0 | 0 | 0 | 0 | 0 | 0 | 0 | 0 | 0 | 0 | 0
| Distribution Rate = |  |  | 0 | 0 | 0 | 0 | 0 | 0 | 0 | 0 | 0 | 0 | 0 | 0 | 0 | 0 | 0 | 0 | 0 | 0 | 0 | 0 | 0 | 0 | 0 | 0 | 0 | 0 | 0 | 0 | 0 | 0 | 0 | 0 | 0 | 0 | 0 | 0 | 0 | 0 | 0 | 0 | 0
| Distribution Communications Rate = |  |  | 0 | 0 | 0 | 0 | 0 | 0 | 0 | 0 | 0 | 0 | 0 | 0 | 0 | 0 | 0 | 0 | 0 | 0 | 0 | 0 | 0 | 0 | 0 | 0 | 0 | 0 | 0 | 0 | 0 | 0 | 0 | 0 | 0 | 0 | 0 | 0 | 0 | 0 | 0 | 0 | 0
| Transmission Communications Rate = |  |  | 0 | 0 | 0 | 0 | 0 | 0 | 0 | 0 | 0 | 0 | 0 | 0 | 0 | 0 | 0 | 0 | 0 | 0 | 0 | 0 | 0 | 0 | 0 | 0 | 0 | 0 | 0 | 0 | 0 | 0 | 0 | 0 | 0 | 0 | 0 | 0 | 0 | 0 | 0 | 0 | 0
| Distribution Other Rate = |  |  | 0 | 0 | 0 | 0 | 0 | 0 | 0 | 0 | 0 | 0 | 0 | 0 | 0 | 0 | 0 | 0 | 0 | 0 | 0 | 0 | 0 | 0 | 0 | 0 | 0 | 0 | 0 | 0 | 0 | 0 | 0 | 0 | 0 | 0 | 0 | 0 | 0 | 0 | 0 | 0 | 0
|  | Total |  | 0 | 0 | 0 | 0 | 0 | 0 | 0 | 0 | 0 | 0 | 0 | 0 | 0 | 0 | 0 | 0 | 0 | 0 | 0 | 0 | 0 | 0 | 0 | 0 | 0 | 0 | 0 | 0 | 0 | 0 | 0 | 0 | 0 | 0 | 0 | 0 | 0 | 0 | 0 | 0 | 0
O&M Manual Input (2012$)
|  |  |  | 0 | 1 | 2 | 3 | 4 | 5 | 6 | 7 | 8 | 9 | 10 | 11 | 12 | 13 | 14 | 15 | 16 | 17 | 18 | 19 | 20 | 21 | 22 | 23 | 24 | 25 | 26 | 27 | 28 | 29 | 30 | 31 | 32 | 33 | 34 | 35 | 36 | 37 | 38 | 39 | 40
|  | Generation O&M |  | 0 | 88000 | 264000 | 264000 | 264000 | 264000 | 264000 | 264000 | 264000 | 264000 | 264000 | 264000 | 264000 | 264000 | 264000 | 264000 | 264000 | 264000 | 264000 | 264000 | 264000 | 264000 | 0 | 0 | 0 | 0 | 0 | 0 | 0 | 0 | 0 | 0 | 0 | 0 | 0 | 0 | 0 | 0 | 0 | 0 | 0
|  | Distribution O&M |  | 0 | 0 | 0 | 0 | 0 | 0 | 0 | 0 | 0 | 0 | 0 | 0 | 0 | 0 | 0 | 0 | 0 | 0 | 0 | 0 | 0 | 0 | 0 | 0 | 0 | 0 | 0 | 0 | 0 | 0 | 0 | 0 | 0 | 0 | 0 | 0 | 0 | 0 | 0 | 0 | 0
|  | Distribution Communications O&M |  | 0 | 0 | 0 | 0 | 0 | 0 | 0 | 0 | 0 | 0 | 0 | 0 | 0 | 0 | 0 | 0 | 0 | 0 | 0 | 0 | 0 | 0 | 0 | 0 | 0 | 0 | 0 | 0 | 0 | 0 | 0 | 0 | 0 | 0 | 0 | 0 | 0 | 0 | 0 | 0 | 0
|  | Transmission Communications O&M |  | 0 | 0 | 0 | 0 | 0 | 0 | 0 | 0 | 0 | 0 | 0 | 0 | 0 | 0 | 0 | 0 | 0 | 0 | 0 | 0 | 0 | 0 | 0 | 0 | 0 | 0 | 0 | 0 | 0 | 0 | 0 | 0 | 0 | 0 | 0 | 0 | 0 | 0 | 0 | 0 | 0
|  | Distribution Other O&M |  | 0 | 0 | 0 | 0 | 0 | 0 | 0 | 0 | 0 | 0 | 0 | 0 | 0 | 0 | 0 | 0 | 0 | 0 | 0 | 0 | 0 | 0 | 0 | 0 | 0 | 0 | 0 | 0 | 0 | 0 | 0 | 0 | 0 | 0 | 0 | 0 | 0 | 0 | 0 | 0 | 0
|  |  |  | 0 | 88000 | 264000 | 264000 | 264000 | 264000 | 264000 | 264000 | 264000 | 264000 | 264000 | 264000 | 264000 | 264000 | 264000 | 264000 | 264000 | 264000 | 264000 | 264000 | 264000 | 264000 | 0 | 0 | 0 | 0 | 0 | 0 | 0 | 0 | 0 | 0 | 0 | 0 | 0 | 0 | 0 | 0 | 0 | 0 | 0
Escalated Manually Input O&M (Nom$)
|  |  |  | 0 | 1 | 2 | 3 | 4 | 5 | 6 | 7 | 8 | 9 | 10 | 11 | 12 | 13 | 14 | 15 | 16 | 17 | 18 | 19 | 20 | 21 | 22 | 23 | 24 | 25 | 26 | 27 | 28 | 29 | 30 | 31 | 32 | 33 | 34 | 35 | 36 | 37 | 38 | 39 | 40
|  | Generation O&M |  | 0 | 88000 | 264000 | 264000 | 269280 | 274665.6 | 280158.912 | 285762.0902 | 291477.332 | 297306.8787 | 303253.0163 | 309318.0766 | 315504.4381 | 321814.5269 | 328250.8174 | 334815.8338 | 341512.1504 | 348342.3934 | 355309.2413 | 362415.4261 | 369663.7347 | 377057.0094 | 0 | 0 | 0 | 0 | 0 | 0 | 0 | 0 | 0 | 0 | 0 | 0 | 0 | 0 | 0 | 0 | 0 | 0 | 0
|  | Distribution O&M |  | 0 | 0 | 0 | 0 | 0 | 0 | 0 | 0 | 0 | 0 | 0 | 0 | 0 | 0 | 0 | 0 | 0 | 0 | 0 | 0 | 0 | 0 | 0 | 0 | 0 | 0 | 0 | 0 | 0 | 0 | 0 | 0 | 0 | 0 | 0 | 0 | 0 | 0 | 0 | 0 | 0
|  | Distribution Communications O&M |  | 0 | 0 | 0 | 0 | 0 | 0 | 0 | 0 | 0 | 0 | 0 | 0 | 0 | 0 | 0 | 0 | 0 | 0 | 0 | 0 | 0 | 0 | 0 | 0 | 0 | 0 | 0 | 0 | 0 | 0 | 0 | 0 | 0 | 0 | 0 | 0 | 0 | 0 | 0 | 0 | 0
|  | Transmission Communications O&M |  | 0 | 0 | 0 | 0 | 0 | 0 | 0 | 0 | 0 | 0 | 0 | 0 | 0 | 0 | 0 | 0 | 0 | 0 | 0 | 0 | 0 | 0 | 0 | 0 | 0 | 0 | 0 | 0 | 0 | 0 | 0 | 0 | 0 | 0 | 0 | 0 | 0 | 0 | 0 | 0 | 0
|  | Distribution Other O&M |  | 0 | 0 | 0 | 0 | 0 | 0 | 0 | 0 | 0 | 0 | 0 | 0 | 0 | 0 | 0 | 0 | 0 | 0 | 0 | 0 | 0 | 0 | 0 | 0 | 0 | 0 | 0 | 0 | 0 | 0 | 0 | 0 | 0 | 0 | 0 | 0 | 0 | 0 | 0 | 0 | 0
|  |  |  | 0 | 88000 | 264000 | 264000 | 269280 | 274665.6 | 280158.912 | 285762.0902 | 291477.332 | 297306.8787 | 303253.0163 | 309318.0766 | 315504.4381 | 321814.5269 | 328250.8174 | 334815.8338 | 341512.1504 | 348342.3934 | 355309.2413 | 362415.4261 | 369663.7347 | 377057.0094 | 0 | 0 | 0 | 0 | 0 | 0 | 0 | 0 | 0 | 0 | 0 | 0 | 0 | 0 | 0 | 0 | 0 | 0 | 0
| Source: | Factors for Economic Model, Lynn Taylor-Ryan and Product Support
8 | Incremental Annual Operation and Maintenance Savings:
Manually input the continuous O&M savings. The savings will appear at the ISD and will automatically extrapolate thereafter.
If there are non-continuous savings, manually input the amounts in the corresponding years as negative numbers in the above Section #7.
[5 empty] | Savings in |  |  | Escalated
[5 empty] | 2012 Dollars | (Enter negative numbers) |  | Savings in ISD Year (2013)
|  |  | Generation | 1: 0; 4: 0
|  |  | Distribution | 1: 0; 4: 0
|  |  | Distribution Communications | 1: 0; 4: 0
|  |  | Transmission Communications | 1: 0; 4: 0
|  |  | Distribution Other | 1: 0; 4: 0
[5 empty] | 0 |  |  | 0
|  |  | Source: | 1: Savings will be escalated after year 1
9 | Load and Assumptions:
If additional load is required in subsequent years, manually input the data in corresponding years. This is for information only.
[6 empty] | Distribution | Transmission
| Current Peak Load: |  | 0 | 0: Load Factor:; 2: 80%; 3: 83%
| Load Growth Forecast: |  | 0% | 0: Loss Factor:; 2: 65.27%; 3: 70.03%
|  |  |  | Growth Loss Factor: |  | 0% | 0%
Source: Bruce Ramsay, Load Research
|  |  |  | 0 | 1 | 2 | 3 | 4 | 5 | 6 | 7 | 8 | 9 | 10 | 11 | 12 | 13 | 14 | 15 | 16 | 17 | 18 | 19 | 20 | 21 | 22 | 23 | 24 | 25 | 26 | 27 | 28 | 29 | 30 | 31 | 32 | 33 | 34 | 35 | 36 | 37 | 38 | 39 | 40
|  |  |  | 2012 | 2013 | 2014 | 2015 | 2016 | 2017 | 2018 | 2019 | 2020 | 2021 | 2022 | 2023 | 2024 | 2025 | 2026 | 2027 | 2028 | 2029 | 2030 | 2031 | 2032 | 2033 | 2034 | 2035 | 2036 | 2037 | 2038 | 2039 | 2040 | 2041 | 2042 | 2043 | 2044 | 2045 | 2046 | 2047 | 2048 | 2049 | 2050 | 2051 | 2052
|  |  | Peak Load: | 0 | 0 | 0 | 0 | 0 | 0 | 0 | 0 | 0 | 0 | 0 | 0 | 0 | 0 | 0 | 0 | 0 | 0 | 0 | 0 | 0 | 0 | 0 | 0 | 0 | 0 | 0 | 0 | 0 | 0 | 0 | 0 | 0 | 0 | 0 | 0 | 0 | 0 | 0 | 0 | 0
|  |  | Manual Load Input: | 0 | 0 | 0 | 0 | 0 | 0 | 0 | 0 | 0 | 0 | 0 | 0 | 0 | 0 | 0 | 0 | 0 | 0 | 0 | 0 | 0 | 0 | 0 | 0 | 0 | 0 | 0 | 0 | 0 | 0 | 0 | 0 | 0 | 0 | 0 | 0 | 0 | 0 | 0 | 0 | 0
|  |  | TOTAL Load: | 0 | 0 | 0 | 0 | 0 | 0 | 0 | 0 | 0 | 0 | 0 | 0 | 0 | 0 | 0 | 0 | 0 | 0 | 0 | 0 | 0 | 0 | 0 | 0 | 0 | 0 | 0 | 0 | 0 | 0 | 0 | 0 | 0 | 0 | 0 | 0 | 0 | 0 | 0 | 0 | 0
Source:
10 | Distribution Peak Line Losses:
(yes or no)
|  | Distribution Losses @ ISD: | 0 | Source: Bruce Ramsay, Load Research 0 2012: Future losses based on Growth Loss Factor; Source: Bruce Ramsay, Load Research 3 2015: Yes; Source: Bruce Ramsay, Load Research 4 2016: (if no, manually input the Losses in the corresponding year)
|  |  |  | 0 | 1 | 2 | 3 | 4 | 5 | 6 | 7 | 8 | 9 | 10 | 11 | 12 | 13 | 14 | 15 | 16 | 17 | 18 | 19 | 20 | 21 | 22 | 23 | 24 | 25 | 26 | 27 | 28 | 29 | 30 | 31 | 32 | 33 | 34 | 35 | 36 | 37 | 38 | 39 | 40
|  |  |  | 2012 | 2013 | 2014 | 2015 | 2016 | 2017 | 2018 | 2019 | 2020 | 2021 | 2022 | 2023 | 2024 | 2025 | 2026 | 2027 | 2028 | 2029 | 2030 | 2031 | 2032 | 2033 | 2034 | 2035 | 2036 | 2037 | 2038 | 2039 | 2040 | 2041 | 2042 | 2043 | 2044 | 2045 | 2046 | 2047 | 2048 | 2049 | 2050 | 2051 | 2052
|  |  | Distribution Peak Losses: | 0 | 0 | 0 | 0 | 0 | 0 | 0 | 0 | 0 | 0 | 0 | 0 | 0 | 0 | 0 | 0 | 0 | 0 | 0 | 0 | 0 | 0 | 0 | 0 | 0 | 0 | 0 | 0 | 0 | 0 | 0 | 0 | 0 | 0 | 0 | 0 | 0 | 0 | 0 | 0 | 0
|  |  | Manual Loss Input: | 0 | 0 | 0 | 0 | 0 | 0 | 0 | 0 | 0 | 0 | 0 | 0 | 0 | 0 | 0 | 0 | 0 | 0 | 0 | 0 | 0 | 0 | 0 | 0 | 0 | 0 | 0 | 0 | 0 | 0 | 0 | 0 | 0 | 0 | 0 | 0 | 0 | 0 | 0 | 0 | 0
|  |  | TOTAL: | 0 | 0 | 0 | 0 | 0 | 0 | 0 | 0 | 0 | 0 | 0 | 0 | 0 | 0 | 0 | 0 | 0 | 0 | 0 | 0 | 0 | 0 | 0 | 0 | 0 | 0 | 0 | 0 | 0 | 0 | 0 | 0 | 0 | 0 | 0 | 0 | 0 | 0 | 0 | 0 | 0
Source:
11 | Transmission Peak Line Losses:
(yes or no)
|  | Transmission Losses @ ISD: | 0 | Future losses based on Growth Loss Factor 0 2012: Future losses based on Growth Loss Factor; Yes 3 2015: Yes; (if no, manually input the Losses in the corresponding year) 4 2016: (if no, manually input the Losses in the corresponding year)
|  |  |  | 0 | 1 | 2 | 3 | 4 | 5 | 6 | 7 | 8 | 9 | 10 | 11 | 12 | 13 | 14 | 15 | 16 | 17 | 18 | 19 | 20 | 21 | 22 | 23 | 24 | 25 | 26 | 27 | 28 | 29 | 30 | 31 | 32 | 33 | 34 | 35 | 36 | 37 | 38 | 39 | 40
|  |  |  | 2012 | 2013 | 2014 | 2015 | 2016 | 2017 | 2018 | 2019 | 2020 | 2021 | 2022 | 2023 | 2024 | 2025 | 2026 | 2027 | 2028 | 2029 | 2030 | 2031 | 2032 | 2033 | 2034 | 2035 | 2036 | 2037 | 2038 | 2039 | 2040 | 2041 | 2042 | 2043 | 2044 | 2045 | 2046 | 2047 | 2048 | 2049 | 2050 | 2051 | 2052
|  |  | Transmission Peak Losses: | 0 | 0 | 0 | 0 | 0 | 0 | 0 | 0 | 0 | 0 | 0 | 0 | 0 | 0 | 0 | 0 | 0 | 0 | 0 | 0 | 0 | 0 | 0 | 0 | 0 | 0 | 0 | 0 | 0 | 0 | 0 | 0 | 0 | 0 | 0 | 0 | 0 | 0 | 0 | 0 | 0
|  |  | Manual Input: | 0 | 0 | 0 | 0 | 0 | 0 | 0 | 0 | 0 | 0 | 0 | 0 | 0 | 0 | 0 | 0 | 0 | 0 | 0 | 0 | 0 | 0 | 0 | 0 | 0 | 0 | 0 | 0 | 0 | 0 | 0 | 0 | 0 | 0 | 0 | 0 | 0 | 0 | 0 | 0 | 0
|  |  | TOTAL: | 0 | 0 | 0 | 0 | 0 | 0 | 0 | 0 | 0 | 0 | 0 | 0 | 0 | 0 | 0 | 0 | 0 | 0 | 0 | 0 | 0 | 0 | 0 | 0 | 0 | 0 | 0 | 0 | 0 | 0 | 0 | 0 | 0 | 0 | 0 | 0 | 0 | 0 | 0 | 0 | 0
Source:
12 | Cost of Energy: |  | 2012 | Future losses based on Growth Loss Factor 0 2012: 2013; Future losses based on Growth Loss Factor 1 2013: 2014; Future losses based on Growth Loss Factor 2 2014: 2015; Yes 3 2015: 2016; (if no, manually input the Losses in the corresponding year) 4 2016: Escalation therafter
| Power Pool Energy Price ($/MWh) |  | 70.875 | Future losses based on Growth Loss Factor 0 2012: 51.5; Future losses based on Growth Loss Factor 1 2013: 47.5; Future losses based on Growth Loss Factor 2 2014: 51; Yes 3 2015: 54.5; (if no, manually input the Losses in the corresponding year) 4 2016: 2%
| Source: | Chase Energy Report dated May 2, 2013
13 | Distribution Line Loss Calculation:
(Peak Losses x (LF)^1.912 x 8,760 x Price)
|  |  |  | 2012 | 2013 | 2014 | 2015 | 2016 | 2017 | 2018 | 2019 | 2020 | 2021 | 2022 | 2023 | 2024 | 2025 | 2026 | 2027 | 2028 | 2029 | 2030 | 2031 | 2032 | 2033 | 2034 | 2035 | 2036 | 2037 | 2038 | 2039 | 2040 | 2041 | 2042 | 2043 | 2044 | 2045 | 2046 | 2047 | 2048 | 2049 | 2050 | 2051 | 2052
|  |  |  | 0 | 1 | 2 | 3 | 4 | 5 | 6 | 7 | 8 | 9 | 10 | 11 | 12 | 13 | 14 | 15 | 16 | 17 | 18 | 19 | 20 | 21 | 22 | 23 | 24 | 25 | 26 | 27 | 28 | 29 | 30 | 31 | 32 | 33 | 34 | 35 | 36 | 37 | 38 | 39 | 40
|  | Line Losses (kW.h) |  | 0 | 0 | 0 | 0 | 0 | 0 | 0 | 0 | 0 | 0 | 0 | 0 | 0 | 0 | 0 | 0 | 0 | 0 | 0 | 0 | 0 | 0 | 0 | 0 | 0 | 0 | 0 | 0 | 0 | 0 | 0 | 0 | 0 | 0 | 0 | 0 | 0 | 0 | 0 | 0 | 0
|  | Cost of Energy (Nom$/kWh) |  | 0.070875 | 0.0515 | 0.0475 | 0.051 | 0.0545 | 0.05559 | 0.056702 | 0.057836 | 0.058993 | 0.060172 | 0.061376 | 0.062603 | 0.063855 | 0.065133 | 0.066435 | 0.067764 | 0.069119 | 0.070502 | 0.071912 | 0.07335 | 0.074817 | 0.076313 | 0.077839 | 0.079396 | 0.080984 | 0.082604 | 0.084256 | 0.085941 | 0.08766 | 0.089413 | 0.091201 | 0.093025 | 0.094886 | 0.096784 | 0.098719 | 0.10069 | 0.10271 | 0.10476 | 0.10686 | 0.10899 | 0.11117
|  | Line Loss Value (Nom$) |  | 0 | 0 | 0 | 0 | 0 | 0 | 0 | 0 | 0 | 0 | 0 | 0 | 0 | 0 | 0 | 0 | 0 | 0 | 0 | 0 | 0 | 0 | 0 | 0 | 0 | 0 | 0 | 0 | 0 | 0 | 0 | 0 | 0 | 0 | 0 | 0 | 0 | 0 | 0 | 0 | 0
14 | Transmission Line Loss Calculation:
(Peak Losses x (LF)^1.912 x 8,760 x Price)
|  |  |  | 2012 | 2013 | 2014 | 2015 | 2016 | 2017 | 2018 | 2019 | 2020 | 2021 | 2022 | 2023 | 2024 | 2025 | 2026 | 2027 | 2028 | 2029 | 2030 | 2031 | 2032 | 2033 | 2034 | 2035 | 2036 | 2037 | 2038 | 2039 | 2040 | 2041 | 2042 | 2043 | 2044 | 2045 | 2046 | 2047 | 2048 | 2049 | 2050 | 2051 | 2052
|  |  |  | 0 | 1 | 2 | 3 | 4 | 5 | 6 | 7 | 8 | 9 | 10 | 11 | 12 | 13 | 14 | 15 | 16 | 17 | 18 | 19 | 20 | 21 | 22 | 23 | 24 | 25 | 26 | 27 | 28 | 29 | 30 | 31 | 32 | 33 | 34 | 35 | 36 | 37 | 38 | 39 | 40
|  | Line Losses (kW.h) |  | 0 | 0 | 0 | 0 | 0 | 0 | 0 | 0 | 0 | 0 | 0 | 0 | 0 | 0 | 0 | 0 | 0 | 0 | 0 | 0 | 0 | 0 | 0 | 0 | 0 | 0 | 0 | 0 | 0 | 0 | 0 | 0 | 0 | 0 | 0 | 0 | 0 | 0 | 0 | 0 | 0
|  | Cost of Energy (Nom$/kWh) |  | 0.070875 | 0.0515 | 0.0475 | 0.051 | 0.0545 | 0.05559 | 0.056702 | 0.057836 | 0.058993 | 0.060172 | 0.061376 | 0.062603 | 0.063855 | 0.065133 | 0.066435 | 0.067764 | 0.069119 | 0.070502 | 0.071912 | 0.07335 | 0.074817 | 0.076313 | 0.077839 | 0.079396 | 0.080984 | 0.082604 | 0.084256 | 0.085941 | 0.08766 | 0.089413 | 0.091201 | 0.093025 | 0.094886 | 0.096784 | 0.098719 | 0.10069 | 0.10271 | 0.10476 | 0.10686 | 0.10899 | 0.11117
|  | Line Loss Value (Nom$) |  | 0 | 0 | 0 | 0 | 0 | 0 | 0 | 0 | 0 | 0 | 0 | 0 | 0 | 0 | 0 | 0 | 0 | 0 | 0 | 0 | 0 | 0 | 0 | 0 | 0 | 0 | 0 | 0 | 0 | 0 | 0 | 0 | 0 | 0 | 0 | 0 | 0 | 0 | 0 | 0 | 0
15 | Insurance and Property Tax: |  |  | 2013 1: Include Ins. & Prop. Tax:; 2014 2: No; 2015 3: (yes or no)
Insurance and property tax is a percentage of property in service on an annual basis.
|  |  |  | Property Tax | Insurance
| Transmission |  |  | 2012 0: 0.914%; 2013 1: 0.127%
| Distribution |  |  | 2012 0: 0.235%; 2013 1: 0.082%
| Communication |  |  | 2012 0: 0.966%; 2013 1: 0.116%
| Distribution Other |  |  | 2012 0: 0.076%; 2013 1: 0.078%
|  |  |  | 2012 | 2013 | 2014 | 2015 | 2016 | 2017 | 2018 | 2019 | 2020 | 2021 | 2022 | 2023 | 2024 | 2025 | 2026 | 2027 | 2028 | 2029 | 2030 | 2031 | 2032 | 2033 | 2034 | 2035 | 2036 | 2037 | 2038 | 2039 | 2040 | 2041 | 2042 | 2043 | 2044 | 2045 | 2046 | 2047 | 2048 | 2049 | 2050 | 2051 | 2052
|  | Year: |  | 0 | 1 | 2 | 3 | 4 | 5 | 6 | 7 | 8 | 9 | 10 | 11 | 12 | 13 | 14 | 15 | 16 | 17 | 18 | 19 | 20 | 21 | 22 | 23 | 24 | 25 | 26 | 27 | 28 | 29 | 30 | 31 | 32 | 33 | 34 | 35 | 36 | 37 | 38 | 39 | 40
|  | Generation |  | 0 | 0 | 0 | 0 | 0 | 0 | 0 | 0 | 0 | 0 | 0 | 0 | 0 | 0 | 0 | 0 | 0 | 0 | 0 | 0 | 0 | 0 | 0 | 0 | 0 | 0 | 0 | 0 | 0 | 0 | 0 | 0 | 0 | 0 | 0 | 0 | 0 | 0 | 0 | 0 | 0
|  | Distribution |  | 0 | 0 | 0 | 0 | 0 | 0 | 0 | 0 | 0 | 0 | 0 | 0 | 0 | 0 | 0 | 0 | 0 | 0 | 0 | 0 | 0 | 0 | 0 | 0 | 0 | 0 | 0 | 0 | 0 | 0 | 0 | 0 | 0 | 0 | 0 | 0 | 0 | 0 | 0 | 0 | 0
|  | Distribution Communications |  | 0 | 0 | 0 | 0 | 0 | 0 | 0 | 0 | 0 | 0 | 0 | 0 | 0 | 0 | 0 | 0 | 0 | 0 | 0 | 0 | 0 | 0 | 0 | 0 | 0 | 0 | 0 | 0 | 0 | 0 | 0 | 0 | 0 | 0 | 0 | 0 | 0 | 0 | 0 | 0 | 0
|  | Transmission Communications |  | 0 | 0 | 0 | 0 | 0 | 0 | 0 | 0 | 0 | 0 | 0 | 0 | 0 | 0 | 0 | 0 | 0 | 0 | 0 | 0 | 0 | 0 | 0 | 0 | 0 | 0 | 0 | 0 | 0 | 0 | 0 | 0 | 0 | 0 | 0 | 0 | 0 | 0 | 0 | 0 | 0
|  | Distribution Other |  | 0 | 0 | 0 | 0 | 0 | 0 | 0 | 0 | 0 | 0 | 0 | 0 | 0 | 0 | 0 | 0 | 0 | 0 | 0 | 0 | 0 | 0 | 0 | 0 | 0 | 0 | 0 | 0 | 0 | 0 | 0 | 0 | 0 | 0 | 0 | 0 | 0 | 0 | 0 | 0 | 0
|  | Total |  | 0 | 0 | 0 | 0 | 0 | 0 | 0 | 0 | 0 | 0 | 0 | 0 | 0 | 0 | 0 | 0 | 0 | 0 | 0 | 0 | 0 | 0 | 0 | 0 | 0 | 0 | 0 | 0 | 0 | 0 | 0 | 0 | 0 | 0 | 0 | 0 | 0 | 0 | 0 | 0 | 0
Source: O&M Insurance and Tax Rates calculation. Product Support
16 | Salvage and Early Retirement:
In the event some equipment must be retired early, the NBV will be treated as an increase to accumulated depreciation, hence an increase to project costs.
Salvage costs are included in the depreciation expense.
Re-deployed assets have no effect in this analysis. (Manual input)
|  |  |  | 2012 | 2013 | 2014 | 2015 | 2016 | 2017 | 2018 | 2019 | 2020 | 2021 | 2022 | 2023 | 2024 | 2025 | 2026 | 2027 | 2028 | 2029 | 2030 | 2031 | 2032 | 2033 | 2034 | 2035 | 2036 | 2037 | 2038 | 2039 | 2040 | 2041 | 2042 | 2043 | 2044 | 2045 | 2046 | 2047 | 2048 | 2049 | 2050 | 2051 | 2052
|  | Year: |  | 0 | 1 | 2 | 3 | 4 | 5 | 6 | 7 | 8 | 9 | 10 | 11 | 12 | 13 | 14 | 15 | 16 | 17 | 18 | 19 | 20 | 21 | 22 | 23 | 24 | 25 | 26 | 27 | 28 | 29 | 30 | 31 | 32 | 33 | 34 | 35 | 36 | 37 | 38 | 39 | 40
|  | Generation NBV |  | 0 | 0 | 0 | 0 | 0 | 0 | 0 | 0 | 0 | 0 | 0 | 0 | 0 | 0 | 0 | 0 | 0 | 0 | 0 | 0 | 0 | 0 | 0 | 0 | 0 | 0 | 0 | 0 | 0 | 0 | 0 | 0 | 0 | 0 | 0 | 0 | 0 | 0 | 0 | 0 | 0
|  | Distribution NBV |  | 0 | 0 | 0 | 0 | 0 | 0 | 0 | 0 | 0 | 0 | 0 | 0 | 0 | 0 | 0 | 0 | 0 | 0 | 0 | 0 | 0 | 0 | 0 | 0 | 0 | 0 | 0 | 0 | 0 | 0 | 0 | 0 | 0 | 0 | 0 | 0 | 0 | 0 | 0 | 0 | 0
|  | Distribution Communications NBV |  | 0 | 0 | 0 | 0 | 0 | 0 | 0 | 0 | 0 | 0 | 0 | 0 | 0 | 0 | 0 | 0 | 0 | 0 | 0 | 0 | 0 | 0 | 0 | 0 | 0 | 0 | 0 | 0 | 0 | 0 | 0 | 0 | 0 | 0 | 0 | 0 | 0 | 0 | 0 | 0 | 0
|  | Transmission Communications NBV |  | 0 | 0 | 0 | 0 | 0 | 0 | 0 | 0 | 0 | 0 | 0 | 0 | 0 | 0 | 0 | 0 | 0 | 0 | 0 | 0 | 0 | 0 | 0 | 0 | 0 | 0 | 0 | 0 | 0 | 0 | 0 | 0 | 0 | 0 | 0 | 0 | 0 | 0 | 0 | 0 | 0
|  | Distribution Other NBV |  | 0 | 0 | 0 | 0 | 0 | 0 | 0 | 0 | 0 | 0 | 0 | 0 | 0 | 0 | 0 | 0 | 0 | 0 | 0 | 0 | 0 | 0 | 0 | 0 | 0 | 0 | 0 | 0 | 0 | 0 | 0 | 0 | 0 | 0 | 0 | 0 | 0 | 0 | 0 | 0 | 0
|  | Total |  | 0 | 0 | 0 | 0 | 0 | 0 | 0 | 0 | 0 | 0 | 0 | 0 | 0 | 0 | 0 | 0 | 0 | 0 | 0 | 0 | 0 | 0 | 0 | 0 | 0 | 0 | 0 | 0 | 0 | 0 | 0 | 0 | 0 | 0 | 0 | 0 | 0 | 0 | 0 | 0 | 0
Source:

## DIST1 (hidden)
Watson Lake Bi-Fuel Project - Lease
Lease Option
Distribution Cost Impact
Base Year Is: | 2012
# Years of Revenue: | 20
Years of Costs: | r | <== "R" for same as Revenues, "L" for asset Life
Prepared By:
REVENUE CALCULATION: | c | <== "S" for Standard $/kw, "C" for Calculated amount.
| 2012 | 2013 | 2014 | 2015 | 2016 | 2017 | 2018 | 2019 | 2020 | 2021 | 2022 | 2023 | 2024 | 2025 | 2026 | 2027 | 2028 | 2029 | 2030 | 2031 | 2032 | 2033 | 2034 | 2035 | 2036 | 2037 | 2038 | 2039 | 2040 | 2041 | 2042 | 2043 | 2044 | 2045 | 2046 | 2047 | 2048 | 2049 | 2050 | 2051 | 2052
Descriptions (8) Below: | 0 | 1 | 2 | 3 | 4 | 5 | 6 | 7 | 8 | 9 | 10 | 11 | 12 | 13 | 14 | 15 | 16 | 17 | 18 | 19 | 20 | 21 | 22 | 23 | 24 | 25 | 26 | 27 | 28 | 29 | 30 | 31 | 32 | 33 | 34 | 35 | 36 | 37 | 38 | 39 | 40
These field are not required
Total Revenue: | 0 | 0 | 0 | 0 | 0 | 0 | 0 | 0 | 0 | 0 | 0 | 0 | 0 | 0 | 0 | 0 | 0 | 0 | 0 | 0 | 0 | 0 | 0 | 0 | 0 | 0 | 0 | 0 | 0 | 0 | 0 | 0 | 0 | 0 | 0 | 0 | 0 | 0 | 0 | 0 | 0
CAPITAL EXPENDITURES (mid-year): | 2012 | 2013 | 2014 | 2015 | 2016 | 2017 | 2018 | 2019 | 2020 | 2021 | 2022 | 2023 | 2024 | 2025 | 2026 | 2027 | 2028 | 2029 | 2030 | 2031 | 2032 | 2033 | 2034 | 2035 | 2036 | 2037 | 2038 | 2039 | 2040 | 2041 | 2042 | 2043 | 2044 | 2045 | 2046 | 2047 | 2048 | 2049 | 2050 | 2051 | 2052
Descriptions (8) Below: | 0 | 1 | 2 | 3 | 4 | 5 | 6 | 7 | 8 | 9 | 10 | 11 | 12 | 13 | 14 | 15 | 16 | 17 | 18 | 19 | 20 | 21 | 22 | 23 | 24 | 25 | 26 | 27 | 28 | 29 | 30 | 31 | 32 | 33 | 34 | 35 | 36 | 37 | 38 | 39 | 40
1) | 0 | 0 | 0 | 0 | 0 | 0 | 0 | 0 | 0 | 0 | 0 | 0 | 0 | 0 | 0 | 0 | 0 | 0 | 0 | 0 | 0 | 0 | 0 | 0 | 0 | 0 | 0 | 0 | 0 | 0 | 0 | 0 | 0 | 0 | 0 | 0 | 0 | 0 | 0 | 0 | 0
2) | 0 | 0 | 0 | 0 | 0 | 0 | 0 | 0 | 0 | 0 | 0 | 0 | 0 | 0 | 0 | 0 | 0 | 0 | 0 | 0 | 0 | 0 | 0 | 0 | 0 | 0 | 0 | 0 | 0 | 0 | 0 | 0 | 0 | 0 | 0 | 0 | 0 | 0 | 0 | 0 | 0
3) Distribution | 0 | 0 | 0 | 0 | 0 | 0 | 0 | 0 | 0 | 0 | 0 | 0 | 0 | 0 | 0 | 0 | 0 | 0 | 0 | 0 | 0 | 0 | 0 | 0 | 0 | 0 | 0 | 0 | 0 | 0 | 0 | 0 | 0 | 0 | 0 | 0 | 0 | 0 | 0 | 0 | 0
4) | 0 | 0 | 0 | 0 | 0 | 0 | 0 | 0 | 0 | 0 | 0 | 0 | 0 | 0 | 0 | 0 | 0 | 0 | 0 | 0 | 0 | 0 | 0 | 0 | 0 | 0 | 0 | 0 | 0 | 0 | 0 | 0 | 0 | 0 | 0 | 0 | 0 | 0 | 0 | 0 | 0
5) Distribution Communication | 0 | 0 | 0 | 0 | 0 | 0 | 0 | 0 | 0 | 0 | 0 | 0 | 0 | 0 | 0 | 0 | 0 | 0 | 0 | 0 | 0 | 0 | 0 | 0 | 0 | 0 | 0 | 0 | 0 | 0 | 0 | 0 | 0 | 0 | 0 | 0 | 0 | 0 | 0 | 0 | 0
6) | 0 | 0 | 0 | 0 | 0 | 0 | 0 | 0 | 0 | 0 | 0 | 0 | 0 | 0 | 0 | 0 | 0 | 0 | 0 | 0 | 0 | 0 | 0 | 0 | 0 | 0 | 0 | 0 | 0 | 0 | 0 | 0 | 0 | 0 | 0 | 0 | 0 | 0 | 0 | 0 | 0
7) Distribution Other | 0 | 0 | 0 | 0 | 0 | 0 | 0 | 0 | 0 | 0 | 0 | 0 | 0 | 0 | 0 | 0 | 0 | 0 | 0 | 0 | 0 | 0 | 0 | 0 | 0 | 0 | 0 | 0 | 0 | 0 | 0 | 0 | 0 | 0 | 0 | 0 | 0 | 0 | 0 | 0 | 0
8) | 0 | 0 | 0 | 0 | 0 | 0 | 0 | 0 | 0 | 0 | 0 | 0 | 0 | 0 | 0 | 0 | 0 | 0 | 0 | 0 | 0 | 0 | 0 | 0 | 0 | 0 | 0 | 0 | 0 | 0 | 0 | 0 | 0 | 0 | 0 | 0 | 0 | 0 | 0 | 0 | 0
Total | 0 | 0 | 0 | 0 | 0 | 0 | 0 | 0 | 0 | 0 | 0 | 0 | 0 | 0 | 0 | 0 | 0 | 0 | 0 | 0 | 0 | 0 | 0 | 0 | 0 | 0 | 0 | 0 | 0 | 0 | 0 | 0 | 0 | 0 | 0 | 0 | 0 | 0 | 0 | 0 | 0
O&M EXPENDITURES: | 2012 | 2013 | 2014 | 2015 | 2016 | 2017 | 2018 | 2019 | 2020 | 2021 | 2022 | 2023 | 2024 | 2025 | 2026 | 2027 | 2028 | 2029 | 2030 | 2031 | 2032 | 2033 | 2034 | 2035 | 2036 | 2037 | 2038 | 2039 | 2040 | 2041 | 2042 | 2043 | 2044 | 2045 | 2046 | 2047 | 2048 | 2049 | 2050 | 2051 | 2052
Descriptions (8) Below: | 0 | 1 | 2 | 3 | 4 | 5 | 6 | 7 | 8 | 9 | 10 | 11 | 12 | 13 | 14 | 15 | 16 | 17 | 18 | 19 | 20 | 21 | 22 | 23 | 24 | 25 | 26 | 27 | 28 | 29 | 30 | 31 | 32 | 33 | 34 | 35 | 36 | 37 | 38 | 39 | 40
1) Incremental O&M Costs | 0 | 0 | 0 | 0 | 0 | 0 | 0 | 0 | 0 | 0 | 0 | 0 | 0 | 0 | 0 | 0 | 0 | 0 | 0 | 0 | 0 | 0 | 0 | 0 | 0 | 0 | 0 | 0 | 0 | 0 | 0 | 0 | 0 | 0 | 0 | 0 | 0 | 0 | 0 | 0 | 0
2) Incremental O&M Savings | 0 | 0 | 0 | 0 | 0 | 0 | 0 | 0 | 0 | 0 | 0 | 0 | 0 | 0 | 0 | 0 | 0 | 0 | 0 | 0 | 0 | 0 | 0 | 0 | 0 | 0 | 0 | 0 | 0 | 0 | 0 | 0 | 0 | 0 | 0 | 0 | 0 | 0 | 0 | 0 | 0
3) Energy Losses | 0 | 0 | 0 | 0 | 0 | 0 | 0 | 0 | 0 | 0 | 0 | 0 | 0 | 0 | 0 | 0 | 0 | 0 | 0 | 0 | 0 | 0 | 0 | 0 | 0 | 0 | 0 | 0 | 0 | 0 | 0 | 0 | 0 | 0 | 0 | 0 | 0 | 0 | 0 | 0 | 0
4) Insurance & Property Tax | 0 | 0 | 0 | 0 | 0 | 0 | 0 | 0 | 0 | 0 | 0 | 0 | 0 | 0 | 0 | 0 | 0 | 0 | 0 | 0 | 0 | 0 | 0 | 0 | 0 | 0 | 0 | 0 | 0 | 0 | 0 | 0 | 0 | 0 | 0 | 0 | 0 | 0 | 0 | 0 | 0
5) Early Retirement | 0 | 0 | 0 | 0 | 0 | 0 | 0 | 0 | 0 | 0 | 0 | 0 | 0 | 0 | 0 | 0 | 0 | 0 | 0 | 0 | 0 | 0 | 0 | 0 | 0 | 0 | 0 | 0 | 0 | 0 | 0 | 0 | 0 | 0 | 0 | 0 | 0 | 0 | 0 | 0 | 0
6) | 0 | 0 | 0 | 0 | 0 | 0 | 0 | 0 | 0 | 0 | 0 | 0 | 0 | 0 | 0 | 0 | 0 | 0 | 0 | 0 | 0 | 0 | 0 | 0 | 0 | 0 | 0 | 0 | 0 | 0 | 0 | 0 | 0 | 0 | 0 | 0 | 0 | 0 | 0 | 0 | 0
7) | 0 | 0 | 0 | 0 | 0 | 0 | 0 | 0 | 0 | 0 | 0 | 0 | 0 | 0 | 0 | 0 | 0 | 0 | 0 | 0 | 0 | 0 | 0 | 0 | 0 | 0 | 0 | 0 | 0 | 0 | 0 | 0 | 0 | 0 | 0 | 0 | 0 | 0 | 0 | 0 | 0
8) | 0 | 0 | 0 | 0 | 0 | 0 | 0 | 0 | 0 | 0 | 0 | 0 | 0 | 0 | 0 | 0 | 0 | 0 | 0 | 0 | 0 | 0 | 0 | 0 | 0 | 0 | 0 | 0 | 0 | 0 | 0 | 0 | 0 | 0 | 0 | 0 | 0 | 0 | 0 | 0 | 0
Total | 0 | 0 | 0 | 0 | 0 | 0 | 0 | 0 | 0 | 0 | 0 | 0 | 0 | 0 | 0 | 0 | 0 | 0 | 0 | 0 | 0 | 0 | 0 | 0 | 0 | 0 | 0 | 0 | 0 | 0 | 0 | 0 | 0 | 0 | 0 | 0 | 0 | 0 | 0 | 0 | 0
DEPRECIATION RATES: |  |  | FINANCIAL DATA
1) |  |  |  | Return | Ratio | B.T. Cost | A.T. Cost
2) |  |  | Debt | 5.8% | 56% | 3.248% | 3.248%
3) Distribution | 5% |  | Preferred | 0% | 0% | 0% | 0%
4) |  |  | Common | 9.21% | 44% | 5.789% | 4.052%
5) Distribution Communication | 5% |  | TOTALS |  |  | 9.037% | 7.3%
6)
7) Distribution Other | 5%
8) |  |  |  | INCOME TAX: |  | 30%
WORKING MODEL BEGINS
Watson Lake Bi-Fuel Project - Lease
Lease Option | [9 empty] | Printed: | 2013-11-13 15:24
Distribution Cost Impact
Year | 2012 | 2013 | 2014 | 2015 | 2016 | 2017 | 2018 | 2019 | 2020 | 2021 | 2022 | 2023 | 2024 | 2025 | 2026 | 2027 | 2028 | 2029 | 2030 | 2031 | 2032 | 2033 | 2034 | 2035 | 2036 | 2037 | 2038 | 2039 | 2040 | 2041 | 2042 | 2043 | 2044 | 2045 | 2046 | 2047 | 2048 | 2049 | 2050 | 2051 | 2052
REVENUES: | 0 | 1 | 2 | 3 | 4 | 5 | 6 | 7 | 8 | 9 | 10 | 11 | 12 | 13 | 14 | 15 | 16 | 17 | 18 | 19 | 20 | 21 | 22 | 23 | 24 | 25 | 26 | 27 | 28 | 29 | 30 | 31 | 32 | 33 | 34 | 35 | 36 | 37 | 38 | 39 | 40
These field are not required | 0 | 0 | 0 | 0 | 0 | 0 | 0 | 0 | 0 | 0 | 0 | 0 | 0 | 0 | 0 | 0 | 0 | 0 | 0 | 0 | 0 | 0 | 0 | 0 | 0 | 0 | 0 | 0 | 0 | 0 | 0 | 0 | 0 | 0 | 0 | 0 | 0 | 0 | 0 | 0 | 0
| 0 | 0 | 0 | 0 | 0 | 0 | 0 | 0 | 0 | 0 | 0 | 0 | 0 | 0 | 0 | 0 | 0 | 0 | 0 | 0 | 0 | 0 | 0 | 0 | 0 | 0 | 0 | 0 | 0 | 0 | 0 | 0 | 0 | 0 | 0 | 0 | 0 | 0 | 0 | 0 | 0
| 0 | 0 | 0 | 0 | 0 | 0 | 0 | 0 | 0 | 0 | 0 | 0 | 0 | 0 | 0 | 0 | 0 | 0 | 0 | 0 | 0 | 0 | 0 | 0 | 0 | 0 | 0 | 0 | 0 | 0 | 0 | 0 | 0 | 0 | 0 | 0 | 0 | 0 | 0 | 0 | 0
| 0 | 0 | 0 | 0 | 0 | 0 | 0 | 0 | 0 | 0 | 0 | 0 | 0 | 0 | 0 | 0 | 0 | 0 | 0 | 0 | 0 | 0 | 0 | 0 | 0 | 0 | 0 | 0 | 0 | 0 | 0 | 0 | 0 | 0 | 0 | 0 | 0 | 0 | 0 | 0 | 0
| 0 | 0 | 0 | 0 | 0 | 0 | 0 | 0 | 0 | 0 | 0 | 0 | 0 | 0 | 0 | 0 | 0 | 0 | 0 | 0 | 0 | 0 | 0 | 0 | 0 | 0 | 0 | 0 | 0 | 0 | 0 | 0 | 0 | 0 | 0 | 0 | 0 | 0 | 0 | 0 | 0
| 0 | 0 | 0 | 0 | 0 | 0 | 0 | 0 | 0 | 0 | 0 | 0 | 0 | 0 | 0 | 0 | 0 | 0 | 0 | 0 | 0 | 0 | 0 | 0 | 0 | 0 | 0 | 0 | 0 | 0 | 0 | 0 | 0 | 0 | 0 | 0 | 0 | 0 | 0 | 0 | 0
| 0 | 0 | 0 | 0 | 0 | 0 | 0 | 0 | 0 | 0 | 0 | 0 | 0 | 0 | 0 | 0 | 0 | 0 | 0 | 0 | 0 | 0 | 0 | 0 | 0 | 0 | 0 | 0 | 0 | 0 | 0 | 0 | 0 | 0 | 0 | 0 | 0 | 0 | 0 | 0 | 0
| 0 | 0 | 0 | 0 | 0 | 0 | 0 | 0 | 0 | 0 | 0 | 0 | 0 | 0 | 0 | 0 | 0 | 0 | 0 | 0 | 0 | 0 | 0 | 0 | 0 | 0 | 0 | 0 | 0 | 0 | 0 | 0 | 0 | 0 | 0 | 0 | 0 | 0 | 0 | 0 | 0
Total Revenue: | 0 | 0 | 0 | 0 | 0 | 0 | 0 | 0 | 0 | 0 | 0 | 0 | 0 | 0 | 0 | 0 | 0 | 0 | 0 | 0 | 0 | 0 | 0 | 0 | 0 | 0 | 0 | 0 | 0 | 0 | 0 | 0 | 0 | 0 | 0 | 0 | 0 | 0 | 0 | 0 | 0
CAPITAL: | 0 | 1 | 2 | 3 | 4 | 5 | 6 | 7 | 8 | 9 | 10 | 11 | 12 | 13 | 14 | 15 | 16 | 17 | 18 | 19 | 20 | 21 | 22 | 23 | 24 | 25 | 26 | 27 | 28 | 29 | 30 | 31 | 32 | 33 | 34 | 35 | 36 | 37 | 38 | 39 | 40
1) | 0 | 0 | 0 | 0 | 0 | 0 | 0 | 0 | 0 | 0 | 0 | 0 | 0 | 0 | 0 | 0 | 0 | 0 | 0 | 0 | 0 | 0 | 0 | 0 | 0 | 0 | 0 | 0 | 0 | 0 | 0 | 0 | 0 | 0 | 0 | 0 | 0 | 0 | 0 | 0 | 0
2) | 0 | 0 | 0 | 0 | 0 | 0 | 0 | 0 | 0 | 0 | 0 | 0 | 0 | 0 | 0 | 0 | 0 | 0 | 0 | 0 | 0 | 0 | 0 | 0 | 0 | 0 | 0 | 0 | 0 | 0 | 0 | 0 | 0 | 0 | 0 | 0 | 0 | 0 | 0 | 0 | 0
3) Distribution | 0 | 0 | 0 | 0 | 0 | 0 | 0 | 0 | 0 | 0 | 0 | 0 | 0 | 0 | 0 | 0 | 0 | 0 | 0 | 0 | 0 | 0 | 0 | 0 | 0 | 0 | 0 | 0 | 0 | 0 | 0 | 0 | 0 | 0 | 0 | 0 | 0 | 0 | 0 | 0 | 0
4) | 0 | 0 | 0 | 0 | 0 | 0 | 0 | 0 | 0 | 0 | 0 | 0 | 0 | 0 | 0 | 0 | 0 | 0 | 0 | 0 | 0 | 0 | 0 | 0 | 0 | 0 | 0 | 0 | 0 | 0 | 0 | 0 | 0 | 0 | 0 | 0 | 0 | 0 | 0 | 0 | 0
5) Distribution Communication | 0 | 0 | 0 | 0 | 0 | 0 | 0 | 0 | 0 | 0 | 0 | 0 | 0 | 0 | 0 | 0 | 0 | 0 | 0 | 0 | 0 | 0 | 0 | 0 | 0 | 0 | 0 | 0 | 0 | 0 | 0 | 0 | 0 | 0 | 0 | 0 | 0 | 0 | 0 | 0 | 0
6) | 0 | 0 | 0 | 0 | 0 | 0 | 0 | 0 | 0 | 0 | 0 | 0 | 0 | 0 | 0 | 0 | 0 | 0 | 0 | 0 | 0 | 0 | 0 | 0 | 0 | 0 | 0 | 0 | 0 | 0 | 0 | 0 | 0 | 0 | 0 | 0 | 0 | 0 | 0 | 0 | 0
7) Distribution Other | 0 | 0 | 0 | 0 | 0 | 0 | 0 | 0 | 0 | 0 | 0 | 0 | 0 | 0 | 0 | 0 | 0 | 0 | 0 | 0 | 0 | 0 | 0 | 0 | 0 | 0 | 0 | 0 | 0 | 0 | 0 | 0 | 0 | 0 | 0 | 0 | 0 | 0 | 0 | 0 | 0
8) | 0 | 0 | 0 | 0 | 0 | 0 | 0 | 0 | 0 | 0 | 0 | 0 | 0 | 0 | 0 | 0 | 0 | 0 | 0 | 0 | 0 | 0 | 0 | 0 | 0 | 0 | 0 | 0 | 0 | 0 | 0 | 0 | 0 | 0 | 0 | 0 | 0 | 0 | 0 | 0 | 0
Total Capital | 0 | 0 | 0 | 0 | 0 | 0 | 0 | 0 | 0 | 0 | 0 | 0 | 0 | 0 | 0 | 0 | 0 | 0 | 0 | 0 | 0 | 0 | 0 | 0 | 0 | 0 | 0 | 0 | 0 | 0 | 0 | 0 | 0 | 0 | 0 | 0 | 0 | 0 | 0 | 0 | 0
O&M: | 0 | 1 | 2 | 3 | 4 | 5 | 6 | 7 | 8 | 9 | 10 | 11 | 12 | 13 | 14 | 15 | 16 | 17 | 18 | 19 | 20 | 21 | 22 | 23 | 24 | 25 | 26 | 27 | 28 | 29 | 30 | 31 | 32 | 33 | 34 | 35 | 36 | 37 | 38 | 39 | 40
1) Incremental O&M Costs | 0 | 0 | 0 | 0 | 0 | 0 | 0 | 0 | 0 | 0 | 0 | 0 | 0 | 0 | 0 | 0 | 0 | 0 | 0 | 0 | 0 | 0 | 0 | 0 | 0 | 0 | 0 | 0 | 0 | 0 | 0 | 0 | 0 | 0 | 0 | 0 | 0 | 0 | 0 | 0 | 0
2) Incremental O&M Savings | 0 | 0 | 0 | 0 | 0 | 0 | 0 | 0 | 0 | 0 | 0 | 0 | 0 | 0 | 0 | 0 | 0 | 0 | 0 | 0 | 0 | 0 | 0 | 0 | 0 | 0 | 0 | 0 | 0 | 0 | 0 | 0 | 0 | 0 | 0 | 0 | 0 | 0 | 0 | 0 | 0
3) Energy Losses | 0 | 0 | 0 | 0 | 0 | 0 | 0 | 0 | 0 | 0 | 0 | 0 | 0 | 0 | 0 | 0 | 0 | 0 | 0 | 0 | 0 | 0 | 0 | 0 | 0 | 0 | 0 | 0 | 0 | 0 | 0 | 0 | 0 | 0 | 0 | 0 | 0 | 0 | 0 | 0 | 0
4) Insurance & Property Tax | 0 | 0 | 0 | 0 | 0 | 0 | 0 | 0 | 0 | 0 | 0 | 0 | 0 | 0 | 0 | 0 | 0 | 0 | 0 | 0 | 0 | 0 | 0 | 0 | 0 | 0 | 0 | 0 | 0 | 0 | 0 | 0 | 0 | 0 | 0 | 0 | 0 | 0 | 0 | 0 | 0
5) Early Retirement | 0 | 0 | 0 | 0 | 0 | 0 | 0 | 0 | 0 | 0 | 0 | 0 | 0 | 0 | 0 | 0 | 0 | 0 | 0 | 0 | 0 | 0 | 0 | 0 | 0 | 0 | 0 | 0 | 0 | 0 | 0 | 0 | 0 | 0 | 0 | 0 | 0 | 0 | 0 | 0 | 0
6) | 0 | 0 | 0 | 0 | 0 | 0 | 0 | 0 | 0 | 0 | 0 | 0 | 0 | 0 | 0 | 0 | 0 | 0 | 0 | 0 | 0 | 0 | 0 | 0 | 0 | 0 | 0 | 0 | 0 | 0 | 0 | 0 | 0 | 0 | 0 | 0 | 0 | 0 | 0 | 0 | 0
7) | 0 | 0 | 0 | 0 | 0 | 0 | 0 | 0 | 0 | 0 | 0 | 0 | 0 | 0 | 0 | 0 | 0 | 0 | 0 | 0 | 0 | 0 | 0 | 0 | 0 | 0 | 0 | 0 | 0 | 0 | 0 | 0 | 0 | 0 | 0 | 0 | 0 | 0 | 0 | 0 | 0
8) | 0 | 0 | 0 | 0 | 0 | 0 | 0 | 0 | 0 | 0 | 0 | 0 | 0 | 0 | 0 | 0 | 0 | 0 | 0 | 0 | 0 | 0 | 0 | 0 | 0 | 0 | 0 | 0 | 0 | 0 | 0 | 0 | 0 | 0 | 0 | 0 | 0 | 0 | 0 | 0 | 0
Total O&M | 0 | 0 | 0 | 0 | 0 | 0 | 0 | 0 | 0 | 0 | 0 | 0 | 0 | 0 | 0 | 0 | 0 | 0 | 0 | 0 | 0 | 0 | 0 | 0 | 0 | 0 | 0 | 0 | 0 | 0 | 0 | 0 | 0 | 0 | 0 | 0 | 0 | 0 | 0 | 0 | 0
Watson Lake Bi-Fuel Project - Lease
Lease Option
Distribution Cost Impact
Year | 2012 | 2013 | 2014 | 2015 | 2016 | 2017 | 2018 | 2019 | 2020 | 2021 | 2022 | 2023 | 2024 | 2025 | 2026 | 2027 | 2028 | 2029 | 2030 | 2031 | 2032 | 2033 | 2034 | 2035 | 2036 | 2037 | 2038 | 2039 | 2040 | 2041 | 2042 | 2043 | 2044 | 2045 | 2046 | 2047 | 2048 | 2049 | 2050 | 2051 | 2052
YEARLY DEPRECIATION: | 0 | 1 | 2 | 3 | 4 | 5 | 6 | 7 | 8 | 9 | 10 | 11 | 12 | 13 | 14 | 15 | 16 | 17 | 18 | 19 | 20 | 21 | 22 | 23 | 24 | 25 | 26 | 27 | 28 | 29 | 30 | 31 | 32 | 33 | 34 | 35 | 36 | 37 | 38 | 39 | 40 | Rates
1) | 0 | 0 | 0 | 0 | 0 | 0 | 0 | 0 | 0 | 0 | 0 | 0 | 0 | 0 | 0 | 0 | 0 | 0 | 0 | 0 | 0 | 0 | 0 | 0 | 0 | 0 | 0 | 0 | 0 | 0 | 0 | 0 | 0 | 0 | 0 | 0 | 0 | 0 | 0 | 0 | 0 | 0%
2) | 0 | 0 | 0 | 0 | 0 | 0 | 0 | 0 | 0 | 0 | 0 | 0 | 0 | 0 | 0 | 0 | 0 | 0 | 0 | 0 | 0 | 0 | 0 | 0 | 0 | 0 | 0 | 0 | 0 | 0 | 0 | 0 | 0 | 0 | 0 | 0 | 0 | 0 | 0 | 0 | 0 | 0%
3) Distribution | 0 | 0 | 0 | 0 | 0 | 0 | 0 | 0 | 0 | 0 | 0 | 0 | 0 | 0 | 0 | 0 | 0 | 0 | 0 | 0 | 0 | 0 | 0 | 0 | 0 | 0 | 0 | 0 | 0 | 0 | 0 | 0 | 0 | 0 | 0 | 0 | 0 | 0 | 0 | 0 | 0 | 5%
4) | 0 | 0 | 0 | 0 | 0 | 0 | 0 | 0 | 0 | 0 | 0 | 0 | 0 | 0 | 0 | 0 | 0 | 0 | 0 | 0 | 0 | 0 | 0 | 0 | 0 | 0 | 0 | 0 | 0 | 0 | 0 | 0 | 0 | 0 | 0 | 0 | 0 | 0 | 0 | 0 | 0 | 0%
5) Distribution Communication | 0 | 0 | 0 | 0 | 0 | 0 | 0 | 0 | 0 | 0 | 0 | 0 | 0 | 0 | 0 | 0 | 0 | 0 | 0 | 0 | 0 | 0 | 0 | 0 | 0 | 0 | 0 | 0 | 0 | 0 | 0 | 0 | 0 | 0 | 0 | 0 | 0 | 0 | 0 | 0 | 0 | 5%
6) | 0 | 0 | 0 | 0 | 0 | 0 | 0 | 0 | 0 | 0 | 0 | 0 | 0 | 0 | 0 | 0 | 0 | 0 | 0 | 0 | 0 | 0 | 0 | 0 | 0 | 0 | 0 | 0 | 0 | 0 | 0 | 0 | 0 | 0 | 0 | 0 | 0 | 0 | 0 | 0 | 0 | 0%
7) Distribution Other | 0 | 0 | 0 | 0 | 0 | 0 | 0 | 0 | 0 | 0 | 0 | 0 | 0 | 0 | 0 | 0 | 0 | 0 | 0 | 0 | 0 | 0 | 0 | 0 | 0 | 0 | 0 | 0 | 0 | 0 | 0 | 0 | 0 | 0 | 0 | 0 | 0 | 0 | 0 | 0 | 0 | 5%
8) | 0 | 0 | 0 | 0 | 0 | 0 | 0 | 0 | 0 | 0 | 0 | 0 | 0 | 0 | 0 | 0 | 0 | 0 | 0 | 0 | 0 | 0 | 0 | 0 | 0 | 0 | 0 | 0 | 0 | 0 | 0 | 0 | 0 | 0 | 0 | 0 | 0 | 0 | 0 | 0 | 0 | 0%
Total Depreciation | 0 | 0 | 0 | 0 | 0 | 0 | 0 | 0 | 0 | 0 | 0 | 0 | 0 | 0 | 0 | 0 | 0 | 0 | 0 | 0 | 0 | 0 | 0 | 0 | 0 | 0 | 0 | 0 | 0 | 0 | 0 | 0 | 0 | 0 | 0 | 0 | 0 | 0 | 0 | 0 | 0
ACCUMULATED DEPRECIATION: | 0 | 1 | 2 | 3 | 4 | 5 | 6 | 7 | 8 | 9 | 10 | 11 | 12 | 13 | 14 | 15 | 16 | 17 | 18 | 19 | 20 | 21 | 22 | 23 | 24 | 25 | 26 | 27 | 28 | 29 | 30 | 31 | 32 | 33 | 34 | 35 | 36 | 37 | 38 | 39 | 40
1) | 0 | 0 | 0 | 0 | 0 | 0 | 0 | 0 | 0 | 0 | 0 | 0 | 0 | 0 | 0 | 0 | 0 | 0 | 0 | 0 | 0 | 0 | 0 | 0 | 0 | 0 | 0 | 0 | 0 | 0 | 0 | 0 | 0 | 0 | 0 | 0 | 0 | 0 | 0 | 0 | 0
2) | 0 | 0 | 0 | 0 | 0 | 0 | 0 | 0 | 0 | 0 | 0 | 0 | 0 | 0 | 0 | 0 | 0 | 0 | 0 | 0 | 0 | 0 | 0 | 0 | 0 | 0 | 0 | 0 | 0 | 0 | 0 | 0 | 0 | 0 | 0 | 0 | 0 | 0 | 0 | 0 | 0
3) Distribution | 0 | 0 | 0 | 0 | 0 | 0 | 0 | 0 | 0 | 0 | 0 | 0 | 0 | 0 | 0 | 0 | 0 | 0 | 0 | 0 | 0 | 0 | 0 | 0 | 0 | 0 | 0 | 0 | 0 | 0 | 0 | 0 | 0 | 0 | 0 | 0 | 0 | 0 | 0 | 0 | 0
4) | 0 | 0 | 0 | 0 | 0 | 0 | 0 | 0 | 0 | 0 | 0 | 0 | 0 | 0 | 0 | 0 | 0 | 0 | 0 | 0 | 0 | 0 | 0 | 0 | 0 | 0 | 0 | 0 | 0 | 0 | 0 | 0 | 0 | 0 | 0 | 0 | 0 | 0 | 0 | 0 | 0
5) Distribution Communication | 0 | 0 | 0 | 0 | 0 | 0 | 0 | 0 | 0 | 0 | 0 | 0 | 0 | 0 | 0 | 0 | 0 | 0 | 0 | 0 | 0 | 0 | 0 | 0 | 0 | 0 | 0 | 0 | 0 | 0 | 0 | 0 | 0 | 0 | 0 | 0 | 0 | 0 | 0 | 0 | 0
6) | 0 | 0 | 0 | 0 | 0 | 0 | 0 | 0 | 0 | 0 | 0 | 0 | 0 | 0 | 0 | 0 | 0 | 0 | 0 | 0 | 0 | 0 | 0 | 0 | 0 | 0 | 0 | 0 | 0 | 0 | 0 | 0 | 0 | 0 | 0 | 0 | 0 | 0 | 0 | 0 | 0
7) Distribution Other | 0 | 0 | 0 | 0 | 0 | 0 | 0 | 0 | 0 | 0 | 0 | 0 | 0 | 0 | 0 | 0 | 0 | 0 | 0 | 0 | 0 | 0 | 0 | 0 | 0 | 0 | 0 | 0 | 0 | 0 | 0 | 0 | 0 | 0 | 0 | 0 | 0 | 0 | 0 | 0 | 0
8) | 0 | 0 | 0 | 0 | 0 | 0 | 0 | 0 | 0 | 0 | 0 | 0 | 0 | 0 | 0 | 0 | 0 | 0 | 0 | 0 | 0 | 0 | 0 | 0 | 0 | 0 | 0 | 0 | 0 | 0 | 0 | 0 | 0 | 0 | 0 | 0 | 0 | 0 | 0 | 0 | 0
PROPERTY IN SERVICE (end yr): | 0 | 1 | 2 | 3 | 4 | 5 | 6 | 7 | 8 | 9 | 10 | 11 | 12 | 13 | 14 | 15 | 16 | 17 | 18 | 19 | 20 | 21 | 22 | 23 | 24 | 25 | 26 | 27 | 28 | 29 | 30 | 31 | 32 | 33 | 34 | 35 | 36 | 37 | 38 | 39 | 40
1) | 0 | 0 | 0 | 0 | 0 | 0 | 0 | 0 | 0 | 0 | 0 | 0 | 0 | 0 | 0 | 0 | 0 | 0 | 0 | 0 | 0 | 0 | 0 | 0 | 0 | 0 | 0 | 0 | 0 | 0 | 0 | 0 | 0 | 0 | 0 | 0 | 0 | 0 | 0 | 0 | 0
2) | 0 | 0 | 0 | 0 | 0 | 0 | 0 | 0 | 0 | 0 | 0 | 0 | 0 | 0 | 0 | 0 | 0 | 0 | 0 | 0 | 0 | 0 | 0 | 0 | 0 | 0 | 0 | 0 | 0 | 0 | 0 | 0 | 0 | 0 | 0 | 0 | 0 | 0 | 0 | 0 | 0
3) Distribution | 0 | 0 | 0 | 0 | 0 | 0 | 0 | 0 | 0 | 0 | 0 | 0 | 0 | 0 | 0 | 0 | 0 | 0 | 0 | 0 | 0 | 0 | 0 | 0 | 0 | 0 | 0 | 0 | 0 | 0 | 0 | 0 | 0 | 0 | 0 | 0 | 0 | 0 | 0 | 0 | 0
4) | 0 | 0 | 0 | 0 | 0 | 0 | 0 | 0 | 0 | 0 | 0 | 0 | 0 | 0 | 0 | 0 | 0 | 0 | 0 | 0 | 0 | 0 | 0 | 0 | 0 | 0 | 0 | 0 | 0 | 0 | 0 | 0 | 0 | 0 | 0 | 0 | 0 | 0 | 0 | 0 | 0
5) Distribution Communication | 0 | 0 | 0 | 0 | 0 | 0 | 0 | 0 | 0 | 0 | 0 | 0 | 0 | 0 | 0 | 0 | 0 | 0 | 0 | 0 | 0 | 0 | 0 | 0 | 0 | 0 | 0 | 0 | 0 | 0 | 0 | 0 | 0 | 0 | 0 | 0 | 0 | 0 | 0 | 0 | 0
6) | 0 | 0 | 0 | 0 | 0 | 0 | 0 | 0 | 0 | 0 | 0 | 0 | 0 | 0 | 0 | 0 | 0 | 0 | 0 | 0 | 0 | 0 | 0 | 0 | 0 | 0 | 0 | 0 | 0 | 0 | 0 | 0 | 0 | 0 | 0 | 0 | 0 | 0 | 0 | 0 | 0
7) Distribution Other | 0 | 0 | 0 | 0 | 0 | 0 | 0 | 0 | 0 | 0 | 0 | 0 | 0 | 0 | 0 | 0 | 0 | 0 | 0 | 0 | 0 | 0 | 0 | 0 | 0 | 0 | 0 | 0 | 0 | 0 | 0 | 0 | 0 | 0 | 0 | 0 | 0 | 0 | 0 | 0 | 0
8) | 0 | 0 | 0 | 0 | 0 | 0 | 0 | 0 | 0 | 0 | 0 | 0 | 0 | 0 | 0 | 0 | 0 | 0 | 0 | 0 | 0 | 0 | 0 | 0 | 0 | 0 | 0 | 0 | 0 | 0 | 0 | 0 | 0 | 0 | 0 | 0 | 0 | 0 | 0 | 0 | 0
Total Project Ratebase | 0 | 0 | 0 | 0 | 0 | 0 | 0 | 0 | 0 | 0 | 0 | 0 | 0 | 0 | 0 | 0 | 0 | 0 | 0 | 0 | 0 | 0 | 0 | 0 | 0 | 0 | 0 | 0 | 0 | 0 | 0 | 0 | 0 | 0 | 0 | 0 | 0 | 0 | 0 | 0 | 0
Watson Lake Bi-Fuel Project - Lease |  |  | Return | Ratio | B.T. Cost | A.T. Cost
Lease Option |  | Debt | 5.8% | 56% | 3.248% | 3.248%
Distribution Cost Impact |  | Preferred | 0% | 0% | 0% | 0% |  | Tax Rate | 30%
|  | Common | 9.21% | 44% | 5.789% | 4.052%
[5 empty] | 9.037% | 7.3%
CASH FLOWS SUMMARY:
|  |  |  | Revenue Requirements |  |  |  | Revenue |  | Surplus | CPV at | Used | Calendar
Year | Ratebase | Return | Dep'n | Inc. Tax | O&M | Total |  | Allowance |  | (Deficit) | 9.037% | Year | Year
0 2012 | 0 | 0 | 0 | 0 | 0 | 0 | 2012 NPV | 0 |  | 0 | 0 | 0 | 2012
1 2013 | 0 | 0 | 0 | 0 | 0 | 0 | 0 | 0 |  | 0 | 0 | 1 | 2013 | 12723 | -33410003.6125
2 2014 | 0 | 0 | 0 | 0 | 0 | 0 |  | 0 |  | 0 | 0 | 2 | 2014 | 12723 | -33410003.6125
3 2015 | 0 | 0 | 0 | 0 | 0 | 0 |  | 0 |  | 0 | 0 | 3 | 2015 | 0 | 0
4 2016 | 0 | 0 | 0 | 0 | 0 | 0 |  | 0 |  | 0 | 0 | 4 | 2016
5 2017 | 0 | 0 | 0 | 0 | 0 | 0 |  | 0 |  | 0 | 0 | 5 | 2017 | changes: | #DIV/0!
6 2018 | 0 | 0 | 0 | 0 | 0 | 0 |  | 0 |  | 0 | 0 | 6 | 2018
7 2019 | 0 | 0 | 0 | 0 | 0 | 0 |  | 0 |  | 0 | 0 | 7 | 2019 | Cont 2nd | 12723
8 2020 | 0 | 0 | 0 | 0 | 0 | 0 |  | 0 |  | 0 | 0 | 8 | 2020
9 2021 | 0 | 0 | 0 | 0 | 0 | 0 |  | 0 |  | 0 | 0 | 9 | 2021 | Cont_changed | #DIV/0!
10 2022 | 0 | 0 | 0 | 0 | 0 | 0 |  | 0 |  | 0 | 0 | 10 | 2022
11 2023 | 0 | 0 | 0 | 0 | 0 | 0 |  | 0 |  | 0 | 0 | 11 | 2023
12 2024 | 0 | 0 | 0 | 0 | 0 | 0 |  | 0 |  | 0 | 0 | 12 | 2024
13 2025 | 0 | 0 | 0 | 0 | 0 | 0 |  | 0 |  | 0 | 0 | 13 | 2025
14 2026 | 0 | 0 | 0 | 0 | 0 | 0 |  | 0 |  | 0 | 0 | 14 | 2026
15 2027 | 0 | 0 | 0 | 0 | 0 | 0 |  | 0 |  | 0 | 0 | 15 | 2027
16 2028 | 0 | 0 | 0 | 0 | 0 | 0 |  | 0 |  | 0 | 0 | 16 | 2028
17 2029 | 0 | 0 | 0 | 0 | 0 | 0 |  | 0 |  | 0 | 0 | 17 | 2029
18 2030 | 0 | 0 | 0 | 0 | 0 | 0 |  | 0 |  | 0 | 0 | 18 | 2030
19 2031 | 0 | 0 | 0 | 0 | 0 | 0 |  | 0 |  | 0 | 0 | 19 | 2031
20 2032 | 0 | 0 | 0 | 0 | 0 | 0 |  | 0 |  | 0 | 0 | 20 | 2032
21 2033 | 0 | 0 | 0 | 0 | 0 | 0 |  | 0 |  | 0 | 0 | 21 | 2033
22 2034 | 0 | 0 | 0 | 0 | 0 | 0 |  | 0 |  | 0 | 0 | 22 | 2034
23 2035 | 0 | 0 | 0 | 0 | 0 | 0 |  | 0 |  | 0 | 0 | 23 | 2035
24 2036 | 0 | 0 | 0 | 0 | 0 | 0 |  | 0 |  | 0 | 0 | 24 | 2036
25 2037 | 0 | 0 | 0 | 0 | 0 | 0 |  | 0 |  | 0 | 0 | 25 | 2037
26 2038 | 0 | 0 | 0 | 0 | 0 | 0 |  | 0 |  | 0 | 0 | 26 | 2038
27 2039 | 0 | 0 | 0 | 0 | 0 | 0 |  | 0 |  | 0 | 0 | 27 | 2039
28 2040 | 0 | 0 | 0 | 0 | 0 | 0 |  | 0 |  | 0 | 0 | 28 | 2040
29 2041 | 0 | 0 | 0 | 0 | 0 | 0 |  | 0 |  | 0 | 0 | 29 | 2041
30 2042 | 0 | 0 | 0 | 0 | 0 | 0 |  | 0 |  | 0 | 0 | 30 | 2042
31 2043 | 0 | 0 | 0 | 0 | 0 | 0 |  | 0 |  | 0 | 0 | 31 | 2043
32 2044 | 0 | 0 | 0 | 0 | 0 | 0 |  | 0 |  | 0 | 0 | 32 | 2044
33 2045 | 0 | 0 | 0 | 0 | 0 | 0 |  | 0 |  | 0 | 0 | 33 | 2045
34 2046 | 0 | 0 | 0 | 0 | 0 | 0 |  | 0 |  | 0 | 0 | 34 | 2046
35 2047 | 0 | 0 | 0 | 0 | 0 | 0 |  | 0 |  | 0 | 0 | 35 | 2047
36 2048 | 0 | 0 | 0 | 0 | 0 | 0 |  | 0 |  | 0 | 0 | 36 | 2048
37 2049 | 0 | 0 | 0 | 0 | 0 | 0 |  | 0 |  | 0 | 0 | 37 | 2049
38 2050 | 0 | 0 | 0 | 0 | 0 | 0 |  | 0 |  | 0 | 0 | 38 | 2050
39 2051 | 0 | 0 | 0 | 0 | 0 | 0 |  | 0 |  | 0 | 0 | 39 | 2051
40 2052 | 0 | 0 | 0 | 0 | 0 | 0 |  | 0 |  | 0 | 0 | 40 | 2052
Total Revenue Area: (combines the two revenue facades)
| 0 | 1 | 2 | 3 | 4 | 5 | 6 | 7 | 8 | 9 | 10 | 11 | 12 | 13 | 14 | 15 | 16 | 17 | 18 | 19 | 20 | 21 | 22 | 23 | 24 | 25 | 26 | 27 | 28 | 29 | 30 | 31 | 32 | 33 | 34 | 35 | 36 | 37 | 38 | 39 | 40
| 0 | 0 | 0 | 0 | 0 | 0 | 0 | 0 | 0 | 0 | 0 | 0 | 0 | 0 | 0 | 0 | 0 | 0 | 0 | 0 | 0 | 0 | 0 | 0 | 0 | 0 | 0 | 0 | 0 | 0 | 0 | 0 | 0 | 0 | 0 | 0 | 0 | 0 | 0 | 0 | 0
|  | 0 | 1 | 2 | 3 | 4 | 5 | 6 | 7 | 8 | 9 | 10 | 11 | 12 | 13 | 14 | 15 | 16 | 17 | 18 | 19 | 20 | 21 | 22 | 23 | 24 | 25 | 26 | 27 | 28 | 29 | 30 | 31 | 32 | 33 | 34 | 35 | 36 | 37 | 38 | 39

## TRANS1 (hidden)
Watson Lake Bi-Fuel Project - Lease
Lease Option
Transmission Cost Impact
Base Year Is: | 2012
# Years of Revenue: | 20
Years of Costs: | r | <== "R" for same as Revenues, "L" for asset Life
Prepared By:
REVENUE CALCULATION: | c | <== "S" for Standard $/kw, "C" for Calculated amount.
| 2012 | 2013 | 2014 | 2015 | 2016 | 2017 | 2018 | 2019 | 2020 | 2021 | 2022 | 2023 | 2024 | 2025 | 2026 | 2027 | 2028 | 2029 | 2030 | 2031 | 2032 | 2033 | 2034 | 2035 | 2036 | 2037 | 2038 | 2039 | 2040 | 2041 | 2042 | 2043 | 2044 | 2045 | 2046 | 2047 | 2048 | 2049 | 2050 | 2051 | 2052
Descriptions (8) Below: | 0 | 1 | 2 | 3 | 4 | 5 | 6 | 7 | 8 | 9 | 10 | 11 | 12 | 13 | 14 | 15 | 16 | 17 | 18 | 19 | 20 | 21 | 22 | 23 | 24 | 25 | 26 | 27 | 28 | 29 | 30 | 31 | 32 | 33 | 34 | 35 | 36 | 37 | 38 | 39 | 40
These field are not required
Total Revenue: | 0 | 0 | 0 | 0 | 0 | 0 | 0 | 0 | 0 | 0 | 0 | 0 | 0 | 0 | 0 | 0 | 0 | 0 | 0 | 0 | 0 | 0 | 0 | 0 | 0 | 0 | 0 | 0 | 0 | 0 | 0 | 0 | 0 | 0 | 0 | 0 | 0 | 0 | 0 | 0 | 0
CAPITAL EXPENDITURES: | 2012 | 2013 | 2014 | 2015 | 2016 | 2017 | 2018 | 2019 | 2020 | 2021 | 2022 | 2023 | 2024 | 2025 | 2026 | 2027 | 2028 | 2029 | 2030 | 2031 | 2032 | 2033 | 2034 | 2035 | 2036 | 2037 | 2038 | 2039 | 2040 | 2041 | 2042 | 2043 | 2044 | 2045 | 2046 | 2047 | 2048 | 2049 | 2050 | 2051 | 2052
Descriptions (8) Below: | 0 | 1 | 2 | 3 | 4 | 5 | 6 | 7 | 8 | 9 | 10 | 11 | 12 | 13 | 14 | 15 | 16 | 17 | 18 | 19 | 20 | 21 | 22 | 23 | 24 | 25 | 26 | 27 | 28 | 29 | 30 | 31 | 32 | 33 | 34 | 35 | 36 | 37 | 38 | 39 | 40
1) Transmission | 0 | 0 | 0 | 0 | 0 | 0 | 0 | 0 | 0 | 0 | 0 | 0 | 0 | 0 | 0 | 0 | 0 | 0 | 0 | 0 | 0 | 0 | 0 | 0 | 0 | 0 | 0 | 0 | 0 | 0 | 0 | 0 | 0 | 0 | 0 | 0 | 0 | 0 | 0 | 0 | 0
2) | 0 | 0 | 0 | 0 | 0 | 0 | 0 | 0 | 0 | 0 | 0 | 0 | 0 | 0 | 0 | 0 | 0 | 0 | 0 | 0 | 0 | 0 | 0 | 0 | 0 | 0 | 0 | 0 | 0 | 0 | 0 | 0 | 0 | 0 | 0 | 0 | 0 | 0 | 0 | 0 | 0
3) | 0 | 0 | 0 | 0 | 0 | 0 | 0 | 0 | 0 | 0 | 0 | 0 | 0 | 0 | 0 | 0 | 0 | 0 | 0 | 0 | 0 | 0 | 0 | 0 | 0 | 0 | 0 | 0 | 0 | 0 | 0 | 0 | 0 | 0 | 0 | 0 | 0 | 0 | 0 | 0 | 0
4) | 0 | 0 | 0 | 0 | 0 | 0 | 0 | 0 | 0 | 0 | 0 | 0 | 0 | 0 | 0 | 0 | 0 | 0 | 0 | 0 | 0 | 0 | 0 | 0 | 0 | 0 | 0 | 0 | 0 | 0 | 0 | 0 | 0 | 0 | 0 | 0 | 0 | 0 | 0 | 0 | 0
5) Transmission Communication | 0 | 0 | 0 | 0 | 0 | 0 | 0 | 0 | 0 | 0 | 0 | 0 | 0 | 0 | 0 | 0 | 0 | 0 | 0 | 0 | 0 | 0 | 0 | 0 | 0 | 0 | 0 | 0 | 0 | 0 | 0 | 0 | 0 | 0 | 0 | 0 | 0 | 0 | 0 | 0 | 0
6) | 0 | 0 | 0 | 0 | 0 | 0 | 0 | 0 | 0 | 0 | 0 | 0 | 0 | 0 | 0 | 0 | 0 | 0 | 0 | 0 | 0 | 0 | 0 | 0 | 0 | 0 | 0 | 0 | 0 | 0 | 0 | 0 | 0 | 0 | 0 | 0 | 0 | 0 | 0 | 0 | 0
7) | 0 | 0 | 0 | 0 | 0 | 0 | 0 | 0 | 0 | 0 | 0 | 0 | 0 | 0 | 0 | 0 | 0 | 0 | 0 | 0 | 0 | 0 | 0 | 0 | 0 | 0 | 0 | 0 | 0 | 0 | 0 | 0 | 0 | 0 | 0 | 0 | 0 | 0 | 0 | 0 | 0
8) | 0 | 0 | 0 | 0 | 0 | 0 | 0 | 0 | 0 | 0 | 0 | 0 | 0 | 0 | 0 | 0 | 0 | 0 | 0 | 0 | 0 | 0 | 0 | 0 | 0 | 0 | 0 | 0 | 0 | 0 | 0 | 0 | 0 | 0 | 0 | 0 | 0 | 0 | 0 | 0 | 0
Total | 0 | 0 | 0 | 0 | 0 | 0 | 0 | 0 | 0 | 0 | 0 | 0 | 0 | 0 | 0 | 0 | 0 | 0 | 0 | 0 | 0 | 0 | 0 | 0 | 0 | 0 | 0 | 0 | 0 | 0 | 0 | 0 | 0 | 0 | 0 | 0 | 0 | 0 | 0 | 0 | 0
O&M EXPENDITURES: | 2012 | 2013 | 2014 | 2015 | 2016 | 2017 | 2018 | 2019 | 2020 | 2021 | 2022 | 2023 | 2024 | 2025 | 2026 | 2027 | 2028 | 2029 | 2030 | 2031 | 2032 | 2033 | 2034 | 2035 | 2036 | 2037 | 2038 | 2039 | 2040 | 2041 | 2042 | 2043 | 2044 | 2045 | 2046 | 2047 | 2048 | 2049 | 2050 | 2051 | 2052
Descriptions (8) Below: | 0 | 1 | 2 | 3 | 4 | 5 | 6 | 7 | 8 | 9 | 10 | 11 | 12 | 13 | 14 | 15 | 16 | 17 | 18 | 19 | 20 | 21 | 22 | 23 | 24 | 25 | 26 | 27 | 28 | 29 | 30 | 31 | 32 | 33 | 34 | 35 | 36 | 37 | 38 | 39 | 40
1) Incremental O&M Costs | 0 | 88000 | 264000 | 264000 | 269280 | 274665.6 | 280158.912 | 285762.0902 | 291477.332 | 297306.8787 | 303253.0163 | 309318.0766 | 315504.4381 | 321814.5269 | 328250.8174 | 334815.8338 | 341512.1504 | 348342.3934 | 355309.2413 | 362415.4261 | 369663.7347 | 377057.0094 | 0 | 0 | 0 | 0 | 0 | 0 | 0 | 0 | 0 | 0 | 0 | 0 | 0 | 0 | 0 | 0 | 0 | 0 | 0
2) Incremental O&M Savings | 0 | 0 | 0 | 0 | 0 | 0 | 0 | 0 | 0 | 0 | 0 | 0 | 0 | 0 | 0 | 0 | 0 | 0 | 0 | 0 | 0 | 0 | 0 | 0 | 0 | 0 | 0 | 0 | 0 | 0 | 0 | 0 | 0 | 0 | 0 | 0 | 0 | 0 | 0 | 0 | 0
3) Energy Losses | 0 | 0 | 0 | 0 | 0 | 0 | 0 | 0 | 0 | 0 | 0 | 0 | 0 | 0 | 0 | 0 | 0 | 0 | 0 | 0 | 0 | 0 | 0 | 0 | 0 | 0 | 0 | 0 | 0 | 0 | 0 | 0 | 0 | 0 | 0 | 0 | 0 | 0 | 0 | 0 | 0
4) Insurance & Property Tax | 0 | 0 | 0 | 0 | 0 | 0 | 0 | 0 | 0 | 0 | 0 | 0 | 0 | 0 | 0 | 0 | 0 | 0 | 0 | 0 | 0 | 0 | 0 | 0 | 0 | 0 | 0 | 0 | 0 | 0 | 0 | 0 | 0 | 0 | 0 | 0 | 0 | 0 | 0 | 0 | 0
5) | 0 | 0 | 0 | 0 | 0 | 0 | 0 | 0 | 0 | 0 | 0 | 0 | 0 | 0 | 0 | 0 | 0 | 0 | 0 | 0 | 0 | 0 | 0 | 0 | 0 | 0 | 0 | 0 | 0 | 0 | 0 | 0 | 0 | 0 | 0 | 0 | 0 | 0 | 0 | 0 | 0
6) Early Retirement | 0 | 0 | 0 | 0 | 0 | 0 | 0 | 0 | 0 | 0 | 0 | 0 | 0 | 0 | 0 | 0 | 0 | 0 | 0 | 0 | 0 | 0 | 0 | 0 | 0 | 0 | 0 | 0 | 0 | 0 | 0 | 0 | 0 | 0 | 0 | 0 | 0 | 0 | 0 | 0 | 0
7) | 0 | 0 | 0 | 0 | 0 | 0 | 0 | 0 | 0 | 0 | 0 | 0 | 0 | 0 | 0 | 0 | 0 | 0 | 0 | 0 | 0 | 0 | 0 | 0 | 0 | 0 | 0 | 0 | 0 | 0 | 0 | 0 | 0 | 0 | 0 | 0 | 0 | 0 | 0 | 0 | 0
8) | 0 | 0 | 0 | 0 | 0 | 0 | 0 | 0 | 0 | 0 | 0 | 0 | 0 | 0 | 0 | 0 | 0 | 0 | 0 | 0 | 0 | 0 | 0 | 0 | 0 | 0 | 0 | 0 | 0 | 0 | 0 | 0 | 0 | 0 | 0 | 0 | 0 | 0 | 0 | 0 | 0
Total | 0 | 88000 | 264000 | 264000 | 269280 | 274665.6 | 280158.912 | 285762.0902 | 291477.332 | 297306.8787 | 303253.0163 | 309318.0766 | 315504.4381 | 321814.5269 | 328250.8174 | 334815.8338 | 341512.1504 | 348342.3934 | 355309.2413 | 362415.4261 | 369663.7347 | 377057.0094 | 0 | 0 | 0 | 0 | 0 | 0 | 0 | 0 | 0 | 0 | 0 | 0 | 0 | 0 | 0 | 0 | 0 | 0 | 0
DEPRECIATION RATES: |  |  | FINANCIAL DATA
1) Transmission | 5% |  |  | Return | Ratio | B.T. Cost | A.T. Cost
2) |  |  | Debt | 5.8% | 56% | 3.248% | 3.248%
3) |  |  | Preferred | 0% | 0% | 0% | 0%
4) |  |  | Common | 9.21% | 44% | 5.789% | 4.052%
5) Transmission Communication | 5% |  | TOTALS |  |  | 9.037% | 7.3%
6)
7)
8) |  |  |  | INCOME TAX: |  | 30%
WORKING MODEL BEGINS
Watson Lake Bi-Fuel Project - Lease
Lease Option | [9 empty] | Prepared By: | 2013-11-13 15:24
Transmission Cost Impact
Year | 2012 | 2013 | 2014 | 2015 | 2016 | 2017 | 2018 | 2019 | 2020 | 2021 | 2022 | 2023 | 2024 | 2025 | 2026 | 2027 | 2028 | 2029 | 2030 | 2031 | 2032 | 2033 | 2034 | 2035 | 2036 | 2037 | 2038 | 2039 | 2040 | 2041 | 2042 | 2043 | 2044 | 2045 | 2046 | 2047 | 2048 | 2049 | 2050 | 2051 | 2052
REVENUES: | 0 | 1 | 2 | 3 | 4 | 5 | 6 | 7 | 8 | 9 | 10 | 11 | 12 | 13 | 14 | 15 | 16 | 17 | 18 | 19 | 20 | 21 | 22 | 23 | 24 | 25 | 26 | 27 | 28 | 29 | 30 | 31 | 32 | 33 | 34 | 35 | 36 | 37 | 38 | 39 | 40
These field are not required | 0 | 0 | 0 | 0 | 0 | 0 | 0 | 0 | 0 | 0 | 0 | 0 | 0 | 0 | 0 | 0 | 0 | 0 | 0 | 0 | 0 | 0 | 0 | 0 | 0 | 0 | 0 | 0 | 0 | 0 | 0 | 0 | 0 | 0 | 0 | 0 | 0 | 0 | 0 | 0 | 0
| 0 | 0 | 0 | 0 | 0 | 0 | 0 | 0 | 0 | 0 | 0 | 0 | 0 | 0 | 0 | 0 | 0 | 0 | 0 | 0 | 0 | 0 | 0 | 0 | 0 | 0 | 0 | 0 | 0 | 0 | 0 | 0 | 0 | 0 | 0 | 0 | 0 | 0 | 0 | 0 | 0
| 0 | 0 | 0 | 0 | 0 | 0 | 0 | 0 | 0 | 0 | 0 | 0 | 0 | 0 | 0 | 0 | 0 | 0 | 0 | 0 | 0 | 0 | 0 | 0 | 0 | 0 | 0 | 0 | 0 | 0 | 0 | 0 | 0 | 0 | 0 | 0 | 0 | 0 | 0 | 0 | 0
| 0 | 0 | 0 | 0 | 0 | 0 | 0 | 0 | 0 | 0 | 0 | 0 | 0 | 0 | 0 | 0 | 0 | 0 | 0 | 0 | 0 | 0 | 0 | 0 | 0 | 0 | 0 | 0 | 0 | 0 | 0 | 0 | 0 | 0 | 0 | 0 | 0 | 0 | 0 | 0 | 0
| 0 | 0 | 0 | 0 | 0 | 0 | 0 | 0 | 0 | 0 | 0 | 0 | 0 | 0 | 0 | 0 | 0 | 0 | 0 | 0 | 0 | 0 | 0 | 0 | 0 | 0 | 0 | 0 | 0 | 0 | 0 | 0 | 0 | 0 | 0 | 0 | 0 | 0 | 0 | 0 | 0
| 0 | 0 | 0 | 0 | 0 | 0 | 0 | 0 | 0 | 0 | 0 | 0 | 0 | 0 | 0 | 0 | 0 | 0 | 0 | 0 | 0 | 0 | 0 | 0 | 0 | 0 | 0 | 0 | 0 | 0 | 0 | 0 | 0 | 0 | 0 | 0 | 0 | 0 | 0 | 0 | 0
| 0 | 0 | 0 | 0 | 0 | 0 | 0 | 0 | 0 | 0 | 0 | 0 | 0 | 0 | 0 | 0 | 0 | 0 | 0 | 0 | 0 | 0 | 0 | 0 | 0 | 0 | 0 | 0 | 0 | 0 | 0 | 0 | 0 | 0 | 0 | 0 | 0 | 0 | 0 | 0 | 0
| 0 | 0 | 0 | 0 | 0 | 0 | 0 | 0 | 0 | 0 | 0 | 0 | 0 | 0 | 0 | 0 | 0 | 0 | 0 | 0 | 0 | 0 | 0 | 0 | 0 | 0 | 0 | 0 | 0 | 0 | 0 | 0 | 0 | 0 | 0 | 0 | 0 | 0 | 0 | 0 | 0
Total Revenue: | 0 | 0 | 0 | 0 | 0 | 0 | 0 | 0 | 0 | 0 | 0 | 0 | 0 | 0 | 0 | 0 | 0 | 0 | 0 | 0 | 0 | 0 | 0 | 0 | 0 | 0 | 0 | 0 | 0 | 0 | 0 | 0 | 0 | 0 | 0 | 0 | 0 | 0 | 0 | 0 | 0
CAPITAL: | 0 | 1 | 2 | 3 | 4 | 5 | 6 | 7 | 8 | 9 | 10 | 11 | 12 | 13 | 14 | 15 | 16 | 17 | 18 | 19 | 20 | 21 | 22 | 23 | 24 | 25 | 26 | 27 | 28 | 29 | 30 | 31 | 32 | 33 | 34 | 35 | 36 | 37 | 38 | 39 | 40
1) Transmission | 0 | 0 | 0 | 0 | 0 | 0 | 0 | 0 | 0 | 0 | 0 | 0 | 0 | 0 | 0 | 0 | 0 | 0 | 0 | 0 | 0 | 0 | 0 | 0 | 0 | 0 | 0 | 0 | 0 | 0 | 0 | 0 | 0 | 0 | 0 | 0 | 0 | 0 | 0 | 0 | 0
2) | 0 | 0 | 0 | 0 | 0 | 0 | 0 | 0 | 0 | 0 | 0 | 0 | 0 | 0 | 0 | 0 | 0 | 0 | 0 | 0 | 0 | 0 | 0 | 0 | 0 | 0 | 0 | 0 | 0 | 0 | 0 | 0 | 0 | 0 | 0 | 0 | 0 | 0 | 0 | 0 | 0
3) | 0 | 0 | 0 | 0 | 0 | 0 | 0 | 0 | 0 | 0 | 0 | 0 | 0 | 0 | 0 | 0 | 0 | 0 | 0 | 0 | 0 | 0 | 0 | 0 | 0 | 0 | 0 | 0 | 0 | 0 | 0 | 0 | 0 | 0 | 0 | 0 | 0 | 0 | 0 | 0 | 0
4) | 0 | 0 | 0 | 0 | 0 | 0 | 0 | 0 | 0 | 0 | 0 | 0 | 0 | 0 | 0 | 0 | 0 | 0 | 0 | 0 | 0 | 0 | 0 | 0 | 0 | 0 | 0 | 0 | 0 | 0 | 0 | 0 | 0 | 0 | 0 | 0 | 0 | 0 | 0 | 0 | 0
5) Transmission Communication | 0 | 0 | 0 | 0 | 0 | 0 | 0 | 0 | 0 | 0 | 0 | 0 | 0 | 0 | 0 | 0 | 0 | 0 | 0 | 0 | 0 | 0 | 0 | 0 | 0 | 0 | 0 | 0 | 0 | 0 | 0 | 0 | 0 | 0 | 0 | 0 | 0 | 0 | 0 | 0 | 0
6) | 0 | 0 | 0 | 0 | 0 | 0 | 0 | 0 | 0 | 0 | 0 | 0 | 0 | 0 | 0 | 0 | 0 | 0 | 0 | 0 | 0 | 0 | 0 | 0 | 0 | 0 | 0 | 0 | 0 | 0 | 0 | 0 | 0 | 0 | 0 | 0 | 0 | 0 | 0 | 0 | 0
7) | 0 | 0 | 0 | 0 | 0 | 0 | 0 | 0 | 0 | 0 | 0 | 0 | 0 | 0 | 0 | 0 | 0 | 0 | 0 | 0 | 0 | 0 | 0 | 0 | 0 | 0 | 0 | 0 | 0 | 0 | 0 | 0 | 0 | 0 | 0 | 0 | 0 | 0 | 0 | 0 | 0
8) | 0 | 0 | 0 | 0 | 0 | 0 | 0 | 0 | 0 | 0 | 0 | 0 | 0 | 0 | 0 | 0 | 0 | 0 | 0 | 0 | 0 | 0 | 0 | 0 | 0 | 0 | 0 | 0 | 0 | 0 | 0 | 0 | 0 | 0 | 0 | 0 | 0 | 0 | 0 | 0 | 0
Total Capital | 0 | 0 | 0 | 0 | 0 | 0 | 0 | 0 | 0 | 0 | 0 | 0 | 0 | 0 | 0 | 0 | 0 | 0 | 0 | 0 | 0 | 0 | 0 | 0 | 0 | 0 | 0 | 0 | 0 | 0 | 0 | 0 | 0 | 0 | 0 | 0 | 0 | 0 | 0 | 0 | 0
O&M: | 0 | 1 | 2 | 3 | 4 | 5 | 6 | 7 | 8 | 9 | 10 | 11 | 12 | 13 | 14 | 15 | 16 | 17 | 18 | 19 | 20 | 21 | 22 | 23 | 24 | 25 | 26 | 27 | 28 | 29 | 30 | 31 | 32 | 33 | 34 | 35 | 36 | 37 | 38 | 39 | 40
1) Incremental O&M Costs | 0 | 88000 | 264000 | 264000 | 269280 | 274665.6 | 280158.912 | 285762.0902 | 291477.332 | 297306.8787 | 303253.0163 | 309318.0766 | 315504.4381 | 321814.5269 | 328250.8174 | 334815.8338 | 341512.1504 | 348342.3934 | 355309.2413 | 362415.4261 | 369663.7347 | 377057.0094 | 0 | 0 | 0 | 0 | 0 | 0 | 0 | 0 | 0 | 0 | 0 | 0 | 0 | 0 | 0 | 0 | 0 | 0 | 0
2) Incremental O&M Savings | 0 | 0 | 0 | 0 | 0 | 0 | 0 | 0 | 0 | 0 | 0 | 0 | 0 | 0 | 0 | 0 | 0 | 0 | 0 | 0 | 0 | 0 | 0 | 0 | 0 | 0 | 0 | 0 | 0 | 0 | 0 | 0 | 0 | 0 | 0 | 0 | 0 | 0 | 0 | 0 | 0
3) Energy Losses | 0 | 0 | 0 | 0 | 0 | 0 | 0 | 0 | 0 | 0 | 0 | 0 | 0 | 0 | 0 | 0 | 0 | 0 | 0 | 0 | 0 | 0 | 0 | 0 | 0 | 0 | 0 | 0 | 0 | 0 | 0 | 0 | 0 | 0 | 0 | 0 | 0 | 0 | 0 | 0 | 0
4) Insurance & Property Tax | 0 | 0 | 0 | 0 | 0 | 0 | 0 | 0 | 0 | 0 | 0 | 0 | 0 | 0 | 0 | 0 | 0 | 0 | 0 | 0 | 0 | 0 | 0 | 0 | 0 | 0 | 0 | 0 | 0 | 0 | 0 | 0 | 0 | 0 | 0 | 0 | 0 | 0 | 0 | 0 | 0
5) | 0 | 0 | 0 | 0 | 0 | 0 | 0 | 0 | 0 | 0 | 0 | 0 | 0 | 0 | 0 | 0 | 0 | 0 | 0 | 0 | 0 | 0 | 0 | 0 | 0 | 0 | 0 | 0 | 0 | 0 | 0 | 0 | 0 | 0 | 0 | 0 | 0 | 0 | 0 | 0 | 0
6) Early Retirement | 0 | 0 | 0 | 0 | 0 | 0 | 0 | 0 | 0 | 0 | 0 | 0 | 0 | 0 | 0 | 0 | 0 | 0 | 0 | 0 | 0 | 0 | 0 | 0 | 0 | 0 | 0 | 0 | 0 | 0 | 0 | 0 | 0 | 0 | 0 | 0 | 0 | 0 | 0 | 0 | 0
7) | 0 | 0 | 0 | 0 | 0 | 0 | 0 | 0 | 0 | 0 | 0 | 0 | 0 | 0 | 0 | 0 | 0 | 0 | 0 | 0 | 0 | 0 | 0 | 0 | 0 | 0 | 0 | 0 | 0 | 0 | 0 | 0 | 0 | 0 | 0 | 0 | 0 | 0 | 0 | 0 | 0
8) | 0 | 0 | 0 | 0 | 0 | 0 | 0 | 0 | 0 | 0 | 0 | 0 | 0 | 0 | 0 | 0 | 0 | 0 | 0 | 0 | 0 | 0 | 0 | 0 | 0 | 0 | 0 | 0 | 0 | 0 | 0 | 0 | 0 | 0 | 0 | 0 | 0 | 0 | 0 | 0 | 0
Total O&M | 0 | 88000 | 264000 | 264000 | 269280 | 274665.6 | 280158.912 | 285762.0902 | 291477.332 | 297306.8787 | 303253.0163 | 309318.0766 | 315504.4381 | 321814.5269 | 328250.8174 | 334815.8338 | 341512.1504 | 348342.3934 | 355309.2413 | 362415.4261 | 369663.7347 | 377057.0094 | 0 | 0 | 0 | 0 | 0 | 0 | 0 | 0 | 0 | 0 | 0 | 0 | 0 | 0 | 0 | 0 | 0 | 0 | 0
Watson Lake Bi-Fuel Project - Lease
Lease Option
Transmission Cost Impact
Year | 2012 | 2013 | 2014 | 2015 | 2016 | 2017 | 2018 | 2019 | 2020 | 2021 | 2022 | 2023 | 2024 | 2025 | 2026 | 2027 | 2028 | 2029 | 2030 | 2031 | 2032 | 2033 | 2034 | 2035 | 2036 | 2037 | 2038 | 2039 | 2040 | 2041 | 2042 | 2043 | 2044 | 2045 | 2046 | 2047 | 2048 | 2049 | 2050 | 2051 | 2052
YEARLY DEPRECIATION: | 0 | 1 | 2 | 3 | 4 | 5 | 6 | 7 | 8 | 9 | 10 | 11 | 12 | 13 | 14 | 15 | 16 | 17 | 18 | 19 | 20 | 21 | 22 | 23 | 24 | 25 | 26 | 27 | 28 | 29 | 30 | 31 | 32 | 33 | 34 | 35 | 36 | 37 | 38 | 39 | 40 | Rates
1) Transmission | 0 | 0 | 0 | 0 | 0 | 0 | 0 | 0 | 0 | 0 | 0 | 0 | 0 | 0 | 0 | 0 | 0 | 0 | 0 | 0 | 0 | 0 | 0 | 0 | 0 | 0 | 0 | 0 | 0 | 0 | 0 | 0 | 0 | 0 | 0 | 0 | 0 | 0 | 0 | 0 | 0 | 5%
2) | 0 | 0 | 0 | 0 | 0 | 0 | 0 | 0 | 0 | 0 | 0 | 0 | 0 | 0 | 0 | 0 | 0 | 0 | 0 | 0 | 0 | 0 | 0 | 0 | 0 | 0 | 0 | 0 | 0 | 0 | 0 | 0 | 0 | 0 | 0 | 0 | 0 | 0 | 0 | 0 | 0 | 0%
3) | 0 | 0 | 0 | 0 | 0 | 0 | 0 | 0 | 0 | 0 | 0 | 0 | 0 | 0 | 0 | 0 | 0 | 0 | 0 | 0 | 0 | 0 | 0 | 0 | 0 | 0 | 0 | 0 | 0 | 0 | 0 | 0 | 0 | 0 | 0 | 0 | 0 | 0 | 0 | 0 | 0 | 0%
4) | 0 | 0 | 0 | 0 | 0 | 0 | 0 | 0 | 0 | 0 | 0 | 0 | 0 | 0 | 0 | 0 | 0 | 0 | 0 | 0 | 0 | 0 | 0 | 0 | 0 | 0 | 0 | 0 | 0 | 0 | 0 | 0 | 0 | 0 | 0 | 0 | 0 | 0 | 0 | 0 | 0 | 0%
5) Transmission Communication | 0 | 0 | 0 | 0 | 0 | 0 | 0 | 0 | 0 | 0 | 0 | 0 | 0 | 0 | 0 | 0 | 0 | 0 | 0 | 0 | 0 | 0 | 0 | 0 | 0 | 0 | 0 | 0 | 0 | 0 | 0 | 0 | 0 | 0 | 0 | 0 | 0 | 0 | 0 | 0 | 0 | 5%
6) | 0 | 0 | 0 | 0 | 0 | 0 | 0 | 0 | 0 | 0 | 0 | 0 | 0 | 0 | 0 | 0 | 0 | 0 | 0 | 0 | 0 | 0 | 0 | 0 | 0 | 0 | 0 | 0 | 0 | 0 | 0 | 0 | 0 | 0 | 0 | 0 | 0 | 0 | 0 | 0 | 0 | 0%
7) | 0 | 0 | 0 | 0 | 0 | 0 | 0 | 0 | 0 | 0 | 0 | 0 | 0 | 0 | 0 | 0 | 0 | 0 | 0 | 0 | 0 | 0 | 0 | 0 | 0 | 0 | 0 | 0 | 0 | 0 | 0 | 0 | 0 | 0 | 0 | 0 | 0 | 0 | 0 | 0 | 0 | 0%
8) | 0 | 0 | 0 | 0 | 0 | 0 | 0 | 0 | 0 | 0 | 0 | 0 | 0 | 0 | 0 | 0 | 0 | 0 | 0 | 0 | 0 | 0 | 0 | 0 | 0 | 0 | 0 | 0 | 0 | 0 | 0 | 0 | 0 | 0 | 0 | 0 | 0 | 0 | 0 | 0 | 0 | 0%
Total Depreciation | 0 | 0 | 0 | 0 | 0 | 0 | 0 | 0 | 0 | 0 | 0 | 0 | 0 | 0 | 0 | 0 | 0 | 0 | 0 | 0 | 0 | 0 | 0 | 0 | 0 | 0 | 0 | 0 | 0 | 0 | 0 | 0 | 0 | 0 | 0 | 0 | 0 | 0 | 0 | 0 | 0
ACCUMULATED DEPRECIATION: | 0 | 1 | 2 | 3 | 4 | 5 | 6 | 7 | 8 | 9 | 10 | 11 | 12 | 13 | 14 | 15 | 16 | 17 | 18 | 19 | 20 | 21 | 22 | 23 | 24 | 25 | 26 | 27 | 28 | 29 | 30 | 31 | 32 | 33 | 34 | 35 | 36 | 37 | 38 | 39 | 40
1) Transmission | 0 | 0 | 0 | 0 | 0 | 0 | 0 | 0 | 0 | 0 | 0 | 0 | 0 | 0 | 0 | 0 | 0 | 0 | 0 | 0 | 0 | 0 | 0 | 0 | 0 | 0 | 0 | 0 | 0 | 0 | 0 | 0 | 0 | 0 | 0 | 0 | 0 | 0 | 0 | 0 | 0
2) | 0 | 0 | 0 | 0 | 0 | 0 | 0 | 0 | 0 | 0 | 0 | 0 | 0 | 0 | 0 | 0 | 0 | 0 | 0 | 0 | 0 | 0 | 0 | 0 | 0 | 0 | 0 | 0 | 0 | 0 | 0 | 0 | 0 | 0 | 0 | 0 | 0 | 0 | 0 | 0 | 0
3) | 0 | 0 | 0 | 0 | 0 | 0 | 0 | 0 | 0 | 0 | 0 | 0 | 0 | 0 | 0 | 0 | 0 | 0 | 0 | 0 | 0 | 0 | 0 | 0 | 0 | 0 | 0 | 0 | 0 | 0 | 0 | 0 | 0 | 0 | 0 | 0 | 0 | 0 | 0 | 0 | 0
4) | 0 | 0 | 0 | 0 | 0 | 0 | 0 | 0 | 0 | 0 | 0 | 0 | 0 | 0 | 0 | 0 | 0 | 0 | 0 | 0 | 0 | 0 | 0 | 0 | 0 | 0 | 0 | 0 | 0 | 0 | 0 | 0 | 0 | 0 | 0 | 0 | 0 | 0 | 0 | 0 | 0
5) Transmission Communication | 0 | 0 | 0 | 0 | 0 | 0 | 0 | 0 | 0 | 0 | 0 | 0 | 0 | 0 | 0 | 0 | 0 | 0 | 0 | 0 | 0 | 0 | 0 | 0 | 0 | 0 | 0 | 0 | 0 | 0 | 0 | 0 | 0 | 0 | 0 | 0 | 0 | 0 | 0 | 0 | 0
6) | 0 | 0 | 0 | 0 | 0 | 0 | 0 | 0 | 0 | 0 | 0 | 0 | 0 | 0 | 0 | 0 | 0 | 0 | 0 | 0 | 0 | 0 | 0 | 0 | 0 | 0 | 0 | 0 | 0 | 0 | 0 | 0 | 0 | 0 | 0 | 0 | 0 | 0 | 0 | 0 | 0
7) | 0 | 0 | 0 | 0 | 0 | 0 | 0 | 0 | 0 | 0 | 0 | 0 | 0 | 0 | 0 | 0 | 0 | 0 | 0 | 0 | 0 | 0 | 0 | 0 | 0 | 0 | 0 | 0 | 0 | 0 | 0 | 0 | 0 | 0 | 0 | 0 | 0 | 0 | 0 | 0 | 0
8) | 0 | 0 | 0 | 0 | 0 | 0 | 0 | 0 | 0 | 0 | 0 | 0 | 0 | 0 | 0 | 0 | 0 | 0 | 0 | 0 | 0 | 0 | 0 | 0 | 0 | 0 | 0 | 0 | 0 | 0 | 0 | 0 | 0 | 0 | 0 | 0 | 0 | 0 | 0 | 0 | 0
PROPERTY IN SERVICE (end yr): | 0 | 1 | 2 | 3 | 4 | 5 | 6 | 7 | 8 | 9 | 10 | 11 | 12 | 13 | 14 | 15 | 16 | 17 | 18 | 19 | 20 | 21 | 22 | 23 | 24 | 25 | 26 | 27 | 28 | 29 | 30 | 31 | 32 | 33 | 34 | 35 | 36 | 37 | 38 | 39 | 40
1) Transmission | 0 | 0 | 0 | 0 | 0 | 0 | 0 | 0 | 0 | 0 | 0 | 0 | 0 | 0 | 0 | 0 | 0 | 0 | 0 | 0 | 0 | 0 | 0 | 0 | 0 | 0 | 0 | 0 | 0 | 0 | 0 | 0 | 0 | 0 | 0 | 0 | 0 | 0 | 0 | 0 | 0
2) | 0 | 0 | 0 | 0 | 0 | 0 | 0 | 0 | 0 | 0 | 0 | 0 | 0 | 0 | 0 | 0 | 0 | 0 | 0 | 0 | 0 | 0 | 0 | 0 | 0 | 0 | 0 | 0 | 0 | 0 | 0 | 0 | 0 | 0 | 0 | 0 | 0 | 0 | 0 | 0 | 0
3) | 0 | 0 | 0 | 0 | 0 | 0 | 0 | 0 | 0 | 0 | 0 | 0 | 0 | 0 | 0 | 0 | 0 | 0 | 0 | 0 | 0 | 0 | 0 | 0 | 0 | 0 | 0 | 0 | 0 | 0 | 0 | 0 | 0 | 0 | 0 | 0 | 0 | 0 | 0 | 0 | 0
4) | 0 | 0 | 0 | 0 | 0 | 0 | 0 | 0 | 0 | 0 | 0 | 0 | 0 | 0 | 0 | 0 | 0 | 0 | 0 | 0 | 0 | 0 | 0 | 0 | 0 | 0 | 0 | 0 | 0 | 0 | 0 | 0 | 0 | 0 | 0 | 0 | 0 | 0 | 0 | 0 | 0
5) Transmission Communication | 0 | 0 | 0 | 0 | 0 | 0 | 0 | 0 | 0 | 0 | 0 | 0 | 0 | 0 | 0 | 0 | 0 | 0 | 0 | 0 | 0 | 0 | 0 | 0 | 0 | 0 | 0 | 0 | 0 | 0 | 0 | 0 | 0 | 0 | 0 | 0 | 0 | 0 | 0 | 0 | 0
6) | 0 | 0 | 0 | 0 | 0 | 0 | 0 | 0 | 0 | 0 | 0 | 0 | 0 | 0 | 0 | 0 | 0 | 0 | 0 | 0 | 0 | 0 | 0 | 0 | 0 | 0 | 0 | 0 | 0 | 0 | 0 | 0 | 0 | 0 | 0 | 0 | 0 | 0 | 0 | 0 | 0
7) | 0 | 0 | 0 | 0 | 0 | 0 | 0 | 0 | 0 | 0 | 0 | 0 | 0 | 0 | 0 | 0 | 0 | 0 | 0 | 0 | 0 | 0 | 0 | 0 | 0 | 0 | 0 | 0 | 0 | 0 | 0 | 0 | 0 | 0 | 0 | 0 | 0 | 0 | 0 | 0 | 0
8) | 0 | 0 | 0 | 0 | 0 | 0 | 0 | 0 | 0 | 0 | 0 | 0 | 0 | 0 | 0 | 0 | 0 | 0 | 0 | 0 | 0 | 0 | 0 | 0 | 0 | 0 | 0 | 0 | 0 | 0 | 0 | 0 | 0 | 0 | 0 | 0 | 0 | 0 | 0 | 0 | 0
Total Project Ratebase | 0 | 0 | 0 | 0 | 0 | 0 | 0 | 0 | 0 | 0 | 0 | 0 | 0 | 0 | 0 | 0 | 0 | 0 | 0 | 0 | 0 | 0 | 0 | 0 | 0 | 0 | 0 | 0 | 0 | 0 | 0 | 0 | 0 | 0 | 0 | 0 | 0 | 0 | 0 | 0 | 0
Watson Lake Bi-Fuel Project - Lease |  |  | Return | Ratio | B.T. Cost | A.T. Cost
Lease Option |  | Debt | 5.8% | 56% | 3.248% | 3.248%
Transmission Cost Impact |  | Preferred | 0% | 0% | 0% | 0% |  | Tax Rate | 30%
|  | Common | 9.21% | 44% | 5.789% | 4.052%
[5 empty] | 9.037% | 7.3%
CASH FLOWS SUMMARY:
|  |  |  | Revenue Requirements |  |  |  | Revenue |  | Surplus | CPV at | Used
Year | Ratebase | Return | Dep'n | Inc. Tax | O&M | Total |  | Allowance |  | (Deficit) | 9.037% | Year
0 2012 | 0 | 0 | 0 | 0 | 0 | 0 | 2012 NPV | 0 |  | 0 | 0 | 0
1 2013 | 0 | 0 | 0 | 0 | 88000 | 88000 | 2508631.4382 | 0 |  | -88000 | -80706.4434 | 1 |  | 12723 | -33410003.6125
2 2014 | 0 | 0 | 0 | 0 | 264000 | 264000 |  | 0 |  | -264000 | -302758.6028 | 2 |  | 12723 | -33410003.6125
3 2015 | 0 | 0 | 0 | 0 | 264000 | 264000 |  | 0 |  | -264000 | -506406.785 | 3 |  | 0 | 0
4 2016 | 0 | 0 | 0 | 0 | 269280 | 269280 |  | 0 |  | -269280 | -696911.7271 | 4
5 2017 | 0 | 0 | 0 | 0 | 274665.6 | 274665.6 |  | 0 |  | -274665.6 | -875121.68 | 5 |  | changes: | #DIV/0!
6 2018 | 0 | 0 | 0 | 0 | 280158.912 | 280158.912 |  | 0 |  | -280158.912 | -1041830.1495 | 6
7 2019 | 0 | 0 | 0 | 0 | 285762.0902 | 285762.0902 |  | 0 |  | -285762.0902 | -1197779.4291 | 7 |  | Cont 2nd | 12723
8 2020 | 0 | 0 | 0 | 0 | 291477.332 | 291477.332 |  | 0 |  | -291477.332 | -1343663.9058 | 8
9 2021 | 0 | 0 | 0 | 0 | 297306.8787 | 297306.8787 |  | 0 |  | -297306.8787 | -1480133.1513 | 9 |  | Cont_changed | #DIV/0!
10 2022 | 0 | 0 | 0 | 0 | 303253.0163 | 303253.0163 |  | 0 |  | -303253.0163 | -1607794.8148 | 10
11 2023 | 0 | 0 | 0 | 0 | 309318.0766 | 309318.0766 |  | 0 |  | -309318.0766 | -1727217.3285 | 11
12 2024 | 0 | 0 | 0 | 0 | 315504.4381 | 315504.4381 |  | 0 |  | -315504.4381 | -1838932.4383 | 12
13 2025 | 0 | 0 | 0 | 0 | 321814.5269 | 321814.5269 |  | 0 |  | -321814.5269 | -1943437.5721 | 13
14 2026 | 0 | 0 | 0 | 0 | 328250.8174 | 328250.8174 |  | 0 |  | -328250.8174 | -2041198.0542 | 14
15 2027 | 0 | 0 | 0 | 0 | 334815.8338 | 334815.8338 |  | 0 |  | -334815.8338 | -2132649.1773 | 15
16 2028 | 0 | 0 | 0 | 0 | 341512.1504 | 341512.1504 |  | 0 |  | -341512.1504 | -2218198.1407 | 16
17 2029 | 0 | 0 | 0 | 0 | 348342.3934 | 348342.3934 |  | 0 |  | -348342.3934 | -2298225.8638 | 17
18 2030 | 0 | 0 | 0 | 0 | 355309.2413 | 355309.2413 |  | 0 |  | -355309.2413 | -2373088.6816 | 18
19 2031 | 0 | 0 | 0 | 0 | 362415.4261 | 362415.4261 |  | 0 |  | -362415.4261 | -2443119.9316 | 19
20 2032 | 0 | 0 | 0 | 0 | 369663.7347 | 369663.7347 |  | 0 |  | -369663.7347 | -2508631.4382 | 20
21 2033 | 0 | 0 | 0 | 0 | 0 | 0 |  | 0 |  | 0 | -2508631.4382 | 21
22 2034 | 0 | 0 | 0 | 0 | 0 | 0 |  | 0 |  | 0 | -2508631.4382 | 22
23 2035 | 0 | 0 | 0 | 0 | 0 | 0 |  | 0 |  | 0 | -2508631.4382 | 23
24 2036 | 0 | 0 | 0 | 0 | 0 | 0 |  | 0 |  | 0 | -2508631.4382 | 24
25 2037 | 0 | 0 | 0 | 0 | 0 | 0 |  | 0 |  | 0 | -2508631.4382 | 25
26 2038 | 0 | 0 | 0 | 0 | 0 | 0 |  | 0 |  | 0 | -2508631.4382 | 26
27 2039 | 0 | 0 | 0 | 0 | 0 | 0 |  | 0 |  | 0 | -2508631.4382 | 27
28 2040 | 0 | 0 | 0 | 0 | 0 | 0 |  | 0 |  | 0 | -2508631.4382 | 28
29 2041 | 0 | 0 | 0 | 0 | 0 | 0 |  | 0 |  | 0 | -2508631.4382 | 29
30 2042 | 0 | 0 | 0 | 0 | 0 | 0 |  | 0 |  | 0 | -2508631.4382 | 30
31 2043 | 0 | 0 | 0 | 0 | 0 | 0 |  | 0 |  | 0 | -2508631.4382 | 31
32 2044 | 0 | 0 | 0 | 0 | 0 | 0 |  | 0 |  | 0 | -2508631.4382 | 32
33 2045 | 0 | 0 | 0 | 0 | 0 | 0 |  | 0 |  | 0 | -2508631.4382 | 33
34 2046 | 0 | 0 | 0 | 0 | 0 | 0 |  | 0 |  | 0 | -2508631.4382 | 34
35 2047 | 0 | 0 | 0 | 0 | 0 | 0 |  | 0 |  | 0 | -2508631.4382 | 35
36 2048 | 0 | 0 | 0 | 0 | 0 | 0 |  | 0 |  | 0 | -2508631.4382 | 36
37 2049 | 0 | 0 | 0 | 0 | 0 | 0 |  | 0 |  | 0 | -2508631.4382 | 37
38 2050 | 0 | 0 | 0 | 0 | 0 | 0 |  | 0 |  | 0 | -2508631.4382 | 38
39 2051 | 0 | 0 | 0 | 0 | 0 | 0 |  | 0 |  | 0 | -2508631.4382 | 39
40 2052 | 0 | 0 | 0 | 0 | 0 | 0 |  | 0 |  | 0 | -2508631.4382 | 40
Total Revenue Area: (combines the two revenue facades)
| 0 | 1 | 2 | 3 | 4 | 5 | 6 | 7 | 8 | 9 | 10 | 11 | 12 | 13 | 14 | 15 | 16 | 17 | 18 | 19 | 20 | 21 | 22 | 23 | 24 | 25 | 26 | 27 | 28 | 29 | 30 | 31 | 32 | 33 | 34 | 35 | 36 | 37 | 38 | 39 | 40
| 0 | 0 | 0 | 0 | 0 | 0 | 0 | 0 | 0 | 0 | 0 | 0 | 0 | 0 | 0 | 0 | 0 | 0 | 0 | 0 | 0 | 0 | 0 | 0 | 0 | 0 | 0 | 0 | 0 | 0 | 0 | 0 | 0 | 0 | 0 | 0 | 0 | 0 | 0 | 0 | 0
|  | 0 | 1 | 2 | 3 | 4 | 5 | 6 | 7 | 8 | 9 | 10 | 11 | 12 | 13 | 14 | 15 | 16 | 17 | 18 | 19 | 20 | 21 | 22 | 23 | 24 | 25 | 26 | 27 | 28 | 29 | 30 | 31 | 32 | 33 | 34 | 35 | 36 | 37 | 38 | 39

## Purchase Option
Yukon Electrical Project Economic Evaluation | [5 empty] | Input data in | blue
Watson Lake Bi-Fuel Project - Purchase
Purchase
Cost Impact
Assumptions:
1 | Financial Parameters
| Distribution Capital Structure and Cost | [5 empty] | Generation Capital Structure and Cost | [5 empty] | Incremental Depreciation Rates: |  | Service Life | Rate
|  | Return | Ratio | B.T. Cost | A.T. Cost |  |  | Return | Ratio | B.T. Cost | A.T. Cost |  | Generation |  | 20 | 5%
| Debt | 5.8% | 56% | 3.248% | 3.248% |  | Debt | 5.8% | 56% | 3.248% | 3.248% |  | Distribution |  | 20 | 5%
| Preferred | 0% | 0% | 0% | 0% |  | Preferred | 0% | 0% | 0% | 0% |  | Communication |  | 20 | 5%
| Common | 9.21% | 44% | 5.789% | 4.052% |  | Common | 9.21% | 44% | 5.789% | 4.052% |  | "D" Other |  | 20 | 5%
| TOTALS |  |  | 9.037% | 7.3% |  | TOTALS |  |  | 9.037% | 7.3%
| 0 | [5 empty] | 0 | [5 empty] | 0
| Income Taxes and Escalation |  |  |  | 2011 | 2012 | 2013 | 2014 | >=2015
| Federal and Provincial Income Tax |  |  |  | 31.5% | 30% | 30% | 30% | 30%
Escalation
|  | Capital |  |  |  | 2% | 2% | 2% | 2%
|  | O & M |  |  |  | 2% | 2% | 2% | 2%
| 0 |  |  | 2013 Income Taxes |  | 30%
2 | All analysis are based on |  | 20 | of costs.
3 | Embedded distribution capital and O&M costs are not considered in analysis.
4 | Base Year ($) |  | 2012
| In-Service Date |  | 2013 | WARNING: Capital expenditures are occurring in/after ISD year
5 | Incremental Capital Spending:
|  |  | Annual Escalation Factor | 1 | 1 | 1 | 1 | 1 | 1.02 | 1.02 | 1.02 | 1.02 | 1.02 | 1.02 | 1.02 | 1.02 | 1.02 | 1.02 | 1.02 | 1.02 | 1.02 | 1.02 | 1.02 | 1.02 | 1.02 | 1.02 | 1.02 | 1.02 | 1.02 | 1.02 | 1.02 | 1.02 | 1.02 | 1.02 | 1.02 | 1.02 | 1.02 | 1.02 | 1.02 | 1.02 | 1.02 | 1.02 | 1.02 | 1.02
|  |  | Compounded Escalation Factor | 1 | 1 | 1 | 1 | 1 | 1.02 | 1.0404 | 1.0612 | 1.0824 | 1.1041 | 1.1262 | 1.1487 | 1.1717 | 1.1951 | 1.219 | 1.2434 | 1.2682 | 1.2936 | 1.3195 | 1.3459 | 1.3728 | 1.4002 | 1.4282 | 1.4568 | 1.4859 | 1.5157 | 1.546 | 1.5769 | 1.6084 | 1.6406 | 1.6734 | 1.7069 | 1.741 | 1.7758 | 1.8114 | 1.8476 | 1.8845 | 1.9222 | 1.9607 | 1.9999 | 2.0399
|  |  | ISD Index | 0 | 1 | 0 | 0 | 0 | 0 | 0 | 0 | 0 | 0 | 0 | 0 | 0 | 0 | 0 | 0 | 0 | 0 | 0 | 0 | 0 | 0 | 0 | 0 | 0 | 0 | 0 | 0 | 0 | 0 | 0 | 0 | 0 | 0 | 0 | 0 | 0 | 0 | 0 | 0 | 0
|  |  |  | 2012 | 2013 | 2014 | 2015 | 2016 | 2017 | 2018 | 2019 | 2020 | 2021 | 2022 | 2023 | 2024 | 2025 | 2026 | 2027 | 2028 | 2029 | 2030 | 2031 | 2032 | 2033 | 2034 | 2035 | 2036 | 2037 | 2038 | 2039 | 2040 | 2041 | 2042 | 2043 | 2044 | 2045 | 2046 | 2047 | 2048 | 2049 | 2050 | 2051 | 2052
| Enter capital expenditures in 2012 dollars |  |  | 0 | 1 | 2 | 3 | 4 | 5 | 6 | 7 | 8 | 9 | 10 | 11 | 12 | 13 | 14 | 15 | 16 | 17 | 18 | 19 | 20 | 21 | 22 | 23 | 24 | 25 | 26 | 27 | 28 | 29 | 30 | 31 | 32 | 33 | 34 | 35 | 36 | 37 | 38 | 39 | 40 | Nom $ Total | Real $ Total
(include ES&G and Contingency)
| Generation |  |  | 200000 | 1600000 | 0 | 0 | 0 | 0 | 0 | 0 | 0 | 0 | 0 | 0 | 0 | 0 | 0 | 0 | 0 | 0 | 0 | 0 | 0 | 0 | 0 | 0 | 0 | 0 | 0 | 0 | 0 | 0 | 0 | 0 | 0 | 0 | 0 | 0 | 0 | 0 | 0 | 0 | 0 |  | 1800000
| (inflated) |  |  | 200000 | 1600000 | 0 | 0 | 0 | 0 | 0 | 0 | 0 | 0 | 0 | 0 | 0 | 0 | 0 | 0 | 0 | 0 | 0 | 0 | 0 | 0 | 0 | 0 | 0 | 0 | 0 | 0 | 0 | 0 | 0 | 0 | 0 | 0 | 0 | 0 | 0 | 0 | 0 | 0 | 0 | 1800000
| Distribution |  |  | 0 | 0 | 0 | 0 | 0 | 0 | 0 | 0 | 0 | 0 | 0 | 0 | 0 | 0 | 0 | 0 | 0 | 0 | 0 | 0 | 0 | 0 | 0 | 0 | 0 | 0 | 0 | 0 | 0 | 0 | 0 | 0 | 0 | 0 | 0 | 0 | 0 | 0 | 0 | 0 | 0 |  | 0
| (inflated) |  |  | 0 | 0 | 0 | 0 | 0 | 0 | 0 | 0 | 0 | 0 | 0 | 0 | 0 | 0 | 0 | 0 | 0 | 0 | 0 | 0 | 0 | 0 | 0 | 0 | 0 | 0 | 0 | 0 | 0 | 0 | 0 | 0 | 0 | 0 | 0 | 0 | 0 | 0 | 0 | 0 | 0 | 0
| Distribution Communications |  |  | 0 | 0 | 0 | 0 | 0 | 0 | 0 | 0 | 0 | 0 | 0 | 0 | 0 | 0 | 0 | 0 | 0 | 0 | 0 | 0 | 0 | 0 | 0 | 0 | 0 | 0 | 0 | 0 | 0 | 0 | 0 | 0 | 0 | 0 | 0 | 0 | 0 | 0 | 0 | 0 | 0 |  | 0
| (inflated) |  |  | 0 | 0 | 0 | 0 | 0 | 0 | 0 | 0 | 0 | 0 | 0 | 0 | 0 | 0 | 0 | 0 | 0 | 0 | 0 | 0 | 0 | 0 | 0 | 0 | 0 | 0 | 0 | 0 | 0 | 0 | 0 | 0 | 0 | 0 | 0 | 0 | 0 | 0 | 0 | 0 | 0 | 0
| Transmission Communications |  |  | 0 | 0 | 0 | 0 | 0 | 0 | 0 | 0 | 0 | 0 | 0 | 0 | 0 | 0 | 0 | 0 | 0 | 0 | 0 | 0 | 0 | 0 | 0 | 0 | 0 | 0 | 0 | 0 | 0 | 0 | 0 | 0 | 0 | 0 | 0 | 0 | 0 | 0 | 0 | 0 | 0 |  | 0
| (inflated) | (Telecom / Telecontrol) |  | 0 | 0 | 0 | 0 | 0 | 0 | 0 | 0 | 0 | 0 | 0 | 0 | 0 | 0 | 0 | 0 | 0 | 0 | 0 | 0 | 0 | 0 | 0 | 0 | 0 | 0 | 0 | 0 | 0 | 0 | 0 | 0 | 0 | 0 | 0 | 0 | 0 | 0 | 0 | 0 | 0 | 0
| Distribution Other |  |  | 0 | 0 | 0 | 0 | 0 | 0 | 0 | 0 | 0 | 0 | 0 | 0 | 0 | 0 | 0 | 0 | 0 | 0 | 0 | 0 | 0 | 0 | 0 | 0 | 0 | 0 | 0 | 0 | 0 | 0 | 0 | 0 | 0 | 0 | 0 | 0 | 0 | 0 | 0 | 0 | 0 |  | 0
| (inflated) |  |  | 0 | 0 | 0 | 0 | 0 | 0 | 0 | 0 | 0 | 0 | 0 | 0 | 0 | 0 | 0 | 0 | 0 | 0 | 0 | 0 | 0 | 0 | 0 | 0 | 0 | 0 | 0 | 0 | 0 | 0 | 0 | 0 | 0 | 0 | 0 | 0 | 0 | 0 | 0 | 0 | 0 | 0
| Total Capital Cost (2012$) |  |  | 200000 | 1600000 | 0 | 0 | 0 | 0 | 0 | 0 | 0 | 0 | 0 | 0 | 0 | 0 | 0 | 0 | 0 | 0 | 0 | 0 | 0 | 0 | 0 | 0 | 0 | 0 | 0 | 0 | 0 | 0 | 0 | 0 | 0 | 0 | 0 | 0 | 0 | 0 | 0 | 0 | 0
| Total Capital Cost (Nom$) |  |  | 200000 | 1600000 | 0 | 0 | 0 | 0 | 0 | 0 | 0 | 0 | 0 | 0 | 0 | 0 | 0 | 0 | 0 | 0 | 0 | 0 | 0 | 0 | 0 | 0 | 0 | 0 | 0 | 0 | 0 | 0 | 0 | 0 | 0 | 0 | 0 | 0 | 0 | 0 | 0 | 0 | 0 | 1800000 | 1800000
Source:
6 | AFUDC Calculation & Ratebase:
|  | Calculate AFUDC | No | 2012 0: (yes or no)
|  |  |  | 2012 | 2013 | 2014 | 2015 | 2016 | 2017 | 2018 | 2019 | 2020 | 2021 | 2022 | 2023 | 2024 | 2025 | 2026 | 2027 | 2028 | 2029 | 2030 | 2031 | 2032 | 2033 | 2034 | 2035 | 2036 | 2037 | 2038 | 2039 | 2040 | 2041 | 2042 | 2043 | 2044 | 2045 | 2046 | 2047 | 2048 | 2049 | 2050 | 2051 | 2052 | Total Capital w/
| Generation |  |  | 0 | 1 | 2 | 3 | 4 | 5 | 6 | 7 | 8 | 9 | 10 | 11 | 12 | 13 | 14 | 15 | 16 | 17 | 18 | 19 | 20 | 21 | 22 | 23 | 24 | 25 | 26 | 27 | 28 | 29 | 30 | 31 | 32 | 33 | 34 | 35 | 36 | 37 | 38 | 39 | 40 | escalation & AFUDC
|  |  | Opening Balance | 0 | 200000 | 1800000 | 1800000 | 1800000 | 1800000 | 1800000 | 1800000 | 1800000 | 1800000 | 1800000 | 1800000 | 1800000 | 1800000 | 1800000 | 1800000 | 1800000 | 1800000 | 1800000 | 1800000 | 1800000 | 1800000 | 1800000 | 1800000 | 1800000 | 1800000 | 1800000 | 1800000 | 1800000 | 1800000 | 1800000 | 1800000 | 1800000 | 1800000 | 1800000 | 1800000 | 1800000 | 1800000 | 1800000 | 1800000 | 1800000
|  |  | Capital Addition | 200000 | 1600000 | 0 | 0 | 0 | 0 | 0 | 0 | 0 | 0 | 0 | 0 | 0 | 0 | 0 | 0 | 0 | 0 | 0 | 0 | 0 | 0 | 0 | 0 | 0 | 0 | 0 | 0 | 0 | 0 | 0 | 0 | 0 | 0 | 0 | 0 | 0 | 0 | 0 | 0 | 0
|  |  | 7.3% | 0 | 0 | 0 | 0 | 0 | 0 | 0 | 0 | 0 | 0 | 0 | 0 | 0 | 0 | 0 | 0 | 0 | 0 | 0 | 0 | 0 | 0 | 0 | 0 | 0 | 0 | 0 | 0 | 0 | 0 | 0 | 0 | 0 | 0 | 0 | 0 | 0 | 0 | 0 | 0 | 0
|  |  | RATEBASE | 0 | 1800000 | 0 | 0 | 0 | 0 | 0 | 0 | 0 | 0 | 0 | 0 | 0 | 0 | 0 | 0 | 0 | 0 | 0 | 0 | 0 | 0 | 0 | 0 | 0 | 0 | 0 | 0 | 0 | 0 | 0 | 0 | 0 | 0 | 0 | 0 | 0 | 0 | 0 | 0 | 0 | 1800000
Distribution
|  |  | Opening Balance | 0 | 0 | 0 | 0 | 0 | 0 | 0 | 0 | 0 | 0 | 0 | 0 | 0 | 0 | 0 | 0 | 0 | 0 | 0 | 0 | 0 | 0 | 0 | 0 | 0 | 0 | 0 | 0 | 0 | 0 | 0 | 0 | 0 | 0 | 0 | 0 | 0 | 0 | 0 | 0 | 0
|  |  | Capital Addition | 0 | 0 | 0 | 0 | 0 | 0 | 0 | 0 | 0 | 0 | 0 | 0 | 0 | 0 | 0 | 0 | 0 | 0 | 0 | 0 | 0 | 0 | 0 | 0 | 0 | 0 | 0 | 0 | 0 | 0 | 0 | 0 | 0 | 0 | 0 | 0 | 0 | 0 | 0 | 0 | 0
|  |  | 7.3% | 0 | 0 | 0 | 0 | 0 | 0 | 0 | 0 | 0 | 0 | 0 | 0 | 0 | 0 | 0 | 0 | 0 | 0 | 0 | 0 | 0 | 0 | 0 | 0 | 0 | 0 | 0 | 0 | 0 | 0 | 0 | 0 | 0 | 0 | 0 | 0 | 0 | 0 | 0 | 0 | 0
|  |  | RATEBASE | 0 | 0 | 0 | 0 | 0 | 0 | 0 | 0 | 0 | 0 | 0 | 0 | 0 | 0 | 0 | 0 | 0 | 0 | 0 | 0 | 0 | 0 | 0 | 0 | 0 | 0 | 0 | 0 | 0 | 0 | 0 | 0 | 0 | 0 | 0 | 0 | 0 | 0 | 0 | 0 | 0 | 0
Distribution Communications
|  |  | Opening Balance | 0 | 0 | 0 | 0 | 0 | 0 | 0 | 0 | 0 | 0 | 0 | 0 | 0 | 0 | 0 | 0 | 0 | 0 | 0 | 0 | 0 | 0 | 0 | 0 | 0 | 0 | 0 | 0 | 0 | 0 | 0 | 0 | 0 | 0 | 0 | 0 | 0 | 0 | 0 | 0 | 0
|  |  | Capital Addition | 0 | 0 | 0 | 0 | 0 | 0 | 0 | 0 | 0 | 0 | 0 | 0 | 0 | 0 | 0 | 0 | 0 | 0 | 0 | 0 | 0 | 0 | 0 | 0 | 0 | 0 | 0 | 0 | 0 | 0 | 0 | 0 | 0 | 0 | 0 | 0 | 0 | 0 | 0 | 0 | 0
|  |  | 7.3% | 0 | 0 | 0 | 0 | 0 | 0 | 0 | 0 | 0 | 0 | 0 | 0 | 0 | 0 | 0 | 0 | 0 | 0 | 0 | 0 | 0 | 0 | 0 | 0 | 0 | 0 | 0 | 0 | 0 | 0 | 0 | 0 | 0 | 0 | 0 | 0 | 0 | 0 | 0 | 0 | 0
|  |  | RATEBASE | 0 | 0 | 0 | 0 | 0 | 0 | 0 | 0 | 0 | 0 | 0 | 0 | 0 | 0 | 0 | 0 | 0 | 0 | 0 | 0 | 0 | 0 | 0 | 0 | 0 | 0 | 0 | 0 | 0 | 0 | 0 | 0 | 0 | 0 | 0 | 0 | 0 | 0 | 0 | 0 | 0 | 0
Transmission Communications
|  |  | Opening Balance | 0 | 0 | 0 | 0 | 0 | 0 | 0 | 0 | 0 | 0 | 0 | 0 | 0 | 0 | 0 | 0 | 0 | 0 | 0 | 0 | 0 | 0 | 0 | 0 | 0 | 0 | 0 | 0 | 0 | 0 | 0 | 0 | 0 | 0 | 0 | 0 | 0 | 0 | 0 | 0 | 0
|  |  | Capital Addition | 0 | 0 | 0 | 0 | 0 | 0 | 0 | 0 | 0 | 0 | 0 | 0 | 0 | 0 | 0 | 0 | 0 | 0 | 0 | 0 | 0 | 0 | 0 | 0 | 0 | 0 | 0 | 0 | 0 | 0 | 0 | 0 | 0 | 0 | 0 | 0 | 0 | 0 | 0 | 0 | 0
|  |  | 7.3% | 0 | 0 | 0 | 0 | 0 | 0 | 0 | 0 | 0 | 0 | 0 | 0 | 0 | 0 | 0 | 0 | 0 | 0 | 0 | 0 | 0 | 0 | 0 | 0 | 0 | 0 | 0 | 0 | 0 | 0 | 0 | 0 | 0 | 0 | 0 | 0 | 0 | 0 | 0 | 0 | 0
|  |  | RATEBASE | 0 | 0 | 0 | 0 | 0 | 0 | 0 | 0 | 0 | 0 | 0 | 0 | 0 | 0 | 0 | 0 | 0 | 0 | 0 | 0 | 0 | 0 | 0 | 0 | 0 | 0 | 0 | 0 | 0 | 0 | 0 | 0 | 0 | 0 | 0 | 0 | 0 | 0 | 0 | 0 | 0 | 0
Distribution Other
|  |  | Opening Balance | 0 | 0 | 0 | 0 | 0 | 0 | 0 | 0 | 0 | 0 | 0 | 0 | 0 | 0 | 0 | 0 | 0 | 0 | 0 | 0 | 0 | 0 | 0 | 0 | 0 | 0 | 0 | 0 | 0 | 0 | 0 | 0 | 0 | 0 | 0 | 0 | 0 | 0 | 0 | 0 | 0
|  |  | Capital Addition | 0 | 0 | 0 | 0 | 0 | 0 | 0 | 0 | 0 | 0 | 0 | 0 | 0 | 0 | 0 | 0 | 0 | 0 | 0 | 0 | 0 | 0 | 0 | 0 | 0 | 0 | 0 | 0 | 0 | 0 | 0 | 0 | 0 | 0 | 0 | 0 | 0 | 0 | 0 | 0 | 0
|  |  | 7.3% | 0 | 0 | 0 | 0 | 0 | 0 | 0 | 0 | 0 | 0 | 0 | 0 | 0 | 0 | 0 | 0 | 0 | 0 | 0 | 0 | 0 | 0 | 0 | 0 | 0 | 0 | 0 | 0 | 0 | 0 | 0 | 0 | 0 | 0 | 0 | 0 | 0 | 0 | 0 | 0 | 0
|  |  | RATEBASE | 0 | 0 | 0 | 0 | 0 | 0 | 0 | 0 | 0 | 0 | 0 | 0 | 0 | 0 | 0 | 0 | 0 | 0 | 0 | 0 | 0 | 0 | 0 | 0 | 0 | 0 | 0 | 0 | 0 | 0 | 0 | 0 | 0 | 0 | 0 | 0 | 0 | 0 | 0 | 0 | 0 | 0
Total Rate Base
|  |  | Opening Balance | 0 | 200000 | 1800000 | 1800000 | 1800000 | 1800000 | 1800000 | 1800000 | 1800000 | 1800000 | 1800000 | 1800000 | 1800000 | 1800000 | 1800000 | 1800000 | 1800000 | 1800000 | 1800000 | 1800000 | 1800000 | 1800000 | 1800000 | 1800000 | 1800000 | 1800000 | 1800000 | 1800000 | 1800000 | 1800000 | 1800000 | 1800000 | 1800000 | 1800000 | 1800000 | 1800000 | 1800000 | 1800000 | 1800000 | 1800000 | 1800000
|  |  | Capital Addition | 200000 | 1600000 | 0 | 0 | 0 | 0 | 0 | 0 | 0 | 0 | 0 | 0 | 0 | 0 | 0 | 0 | 0 | 0 | 0 | 0 | 0 | 0 | 0 | 0 | 0 | 0 | 0 | 0 | 0 | 0 | 0 | 0 | 0 | 0 | 0 | 0 | 0 | 0 | 0 | 0 | 0
|  |  | AFUDC | 0 | 0 | 0 | 0 | 0 | 0 | 0 | 0 | 0 | 0 | 0 | 0 | 0 | 0 | 0 | 0 | 0 | 0 | 0 | 0 | 0 | 0 | 0 | 0 | 0 | 0 | 0 | 0 | 0 | 0 | 0 | 0 | 0 | 0 | 0 | 0 | 0 | 0 | 0 | 0 | 0
|  |  | RATEBASE | 0 | 1800000 | 0 | 0 | 0 | 0 | 0 | 0 | 0 | 0 | 0 | 0 | 0 | 0 | 0 | 0 | 0 | 0 | 0 | 0 | 0 | 0 | 0 | 0 | 0 | 0 | 0 | 0 | 0 | 0 | 0 | 0 | 0 | 0 | 0 | 0 | 0 | 0 | 0 | 0 | 0 | 1800000
7 | Incremental Operation and Maintenance Costs:
|  |  | Annual Escalation Factor | 1 | 1 | 1 | 1 | 1 | 1.02 | 1.02 | 1.02 | 1.02 | 1.02 | 1.02 | 1.02 | 1.02 | 1.02 | 1.02 | 1.02 | 1.02 | 1.02 | 1.02 | 1.02 | 1.02 | 1.02 | 1.02 | 1.02 | 1.02 | 1.02 | 1.02 | 1.02 | 1.02 | 1.02 | 1.02 | 1.02 | 1.02 | 1.02 | 1.02 | 1.02 | 1.02 | 1.02 | 1.02 | 1.02 | 1.02
|  |  | Compounded Escalation Factor | 1 | 1 | 1 | 1 | 1 | 1.02 | 1.0404 | 1.0612 | 1.0824 | 1.1041 | 1.1262 | 1.1487 | 1.1717 | 1.1951 | 1.219 | 1.2434 | 1.2682 | 1.2936 | 1.3195 | 1.3459 | 1.3728 | 1.4002 | 1.4282 | 1.4568 | 1.4859 | 1.5157 | 1.546 | 1.5769 | 1.6084 | 1.6406 | 1.6734 | 1.7069 | 1.741 | 1.7758 | 1.8114 | 1.8476 | 1.8845 | 1.9222 | 1.9607 | 1.9999 | 2.0399
|  |  | ISD Index | 0 | 1 | 0 | 0 | 0 | 0 | 0 | 0 | 0 | 0 | 0 | 0 | 0 | 0 | 0 | 0 | 0 | 0 | 0 | 0 | 0 | 0 | 0 | 0 | 0 | 0 | 0 | 0 | 0 | 0 | 0 | 0 | 0 | 0 | 0 | 0 | 0 | 0 | 0 | 0 | 0
| O&M Calculated based on Percentage of Rate Base (Nom$) |  |  | (yes or no) 2013 1: No; (yes or no) 2014 2: (yes or no); (yes or no) 2015 3: Manually enter O&M in next section
If non-linear O&M is required, manually input the data into the Manual Input table.
O & M based on a percentage of capital cost at ISD, escalated thereafter.
|  |  |  | 2012 | 2013 | 2014 | 2015 | 2016 | 2017 | 2018 | 2019 | 2020 | 2021 | 2022 | 2023 | 2024 | 2025 | 2026 | 2027 | 2028 | 2029 | 2030 | 2031 | 2032 | 2033 | 2034 | 2035 | 2036 | 2037 | 2038 | 2039 | 2040 | 2041 | 2042 | 2043 | 2044 | 2045 | 2046 | 2047 | 2048 | 2049 | 2050 | 2051 | 2052
|  |  | O&M Rates | 0 | 1 | 2 | 3 | 4 | 5 | 6 | 7 | 8 | 9 | 10 | 11 | 12 | 13 | 14 | 15 | 16 | 17 | 18 | 19 | 20 | 21 | 22 | 23 | 24 | 25 | 26 | 27 | 28 | 29 | 30 | 31 | 32 | 33 | 34 | 35 | 36 | 37 | 38 | 39 | 40
| Generation Rate = |  | 0% | 0 | 0 | 0 | 0 | 0 | 0 | 0 | 0 | 0 | 0 | 0 | 0 | 0 | 0 | 0 | 0 | 0 | 0 | 0 | 0 | 0 | 0 | 0 | 0 | 0 | 0 | 0 | 0 | 0 | 0 | 0 | 0 | 0 | 0 | 0 | 0 | 0 | 0 | 0 | 0 | 0
| Distribution Rate = |  | 0% | 0 | 0 | 0 | 0 | 0 | 0 | 0 | 0 | 0 | 0 | 0 | 0 | 0 | 0 | 0 | 0 | 0 | 0 | 0 | 0 | 0 | 0 | 0 | 0 | 0 | 0 | 0 | 0 | 0 | 0 | 0 | 0 | 0 | 0 | 0 | 0 | 0 | 0 | 0 | 0 | 0
| Distribution Communications Rate = |  | 0% | 0 | 0 | 0 | 0 | 0 | 0 | 0 | 0 | 0 | 0 | 0 | 0 | 0 | 0 | 0 | 0 | 0 | 0 | 0 | 0 | 0 | 0 | 0 | 0 | 0 | 0 | 0 | 0 | 0 | 0 | 0 | 0 | 0 | 0 | 0 | 0 | 0 | 0 | 0 | 0 | 0
| Transmission Communications Rate = |  | 0% | 0 | 0 | 0 | 0 | 0 | 0 | 0 | 0 | 0 | 0 | 0 | 0 | 0 | 0 | 0 | 0 | 0 | 0 | 0 | 0 | 0 | 0 | 0 | 0 | 0 | 0 | 0 | 0 | 0 | 0 | 0 | 0 | 0 | 0 | 0 | 0 | 0 | 0 | 0 | 0 | 0
| Distribution Other Rate = |  | 0% | 0 | 0 | 0 | 0 | 0 | 0 | 0 | 0 | 0 | 0 | 0 | 0 | 0 | 0 | 0 | 0 | 0 | 0 | 0 | 0 | 0 | 0 | 0 | 0 | 0 | 0 | 0 | 0 | 0 | 0 | 0 | 0 | 0 | 0 | 0 | 0 | 0 | 0 | 0 | 0 | 0
|  | Total |  | 0 | 0 | 0 | 0 | 0 | 0 | 0 | 0 | 0 | 0 | 0 | 0 | 0 | 0 | 0 | 0 | 0 | 0 | 0 | 0 | 0 | 0 | 0 | 0 | 0 | 0 | 0 | 0 | 0 | 0 | 0 | 0 | 0 | 0 | 0 | 0 | 0 | 0 | 0 | 0 | 0
O&M Manual Input (2012$)
|  |  |  | 0 | 1 | 2 | 3 | 4 | 5 | 6 | 7 | 8 | 9 | 10 | 11 | 12 | 13 | 14 | 15 | 16 | 17 | 18 | 19 | 20 | 21 | 22 | 23 | 24 | 25 | 26 | 27 | 28 | 29 | 30 | 31 | 32 | 33 | 34 | 35 | 36 | 37 | 38 | 39 | 40
|  | Generation O&M |  | 0 | 10000 | 50000 | 40000 | 40000 | 40000 | 40000 | 40000 | 40000 | 40000 | 40000 | 40000 | 40000 | 40000 | 40000 | 40000 | 40000 | 40000 | 40000 | 40000 | 40000 | 40000 | 40000 | 40000 | 40000 | 40000 | 40000 | 40000 | 40000 | 40000 | 40000 | 40000 | 40000 | 40000 | 40000 | 40000 | 40000 | 40000 | 40000 | 40000 | 40000
|  | Distribution O&M |  | 0 | 0 | 0 | 0 | 0 | 0 | 0 | 0 | 0 | 0 | 0 | 0 | 0 | 0 | 0 | 0 | 0 | 0 | 0 | 0 | 0 | 0 | 0 | 0 | 0 | 0 | 0 | 0 | 0 | 0 | 0 | 0 | 0 | 0 | 0 | 0 | 0 | 0 | 0 | 0 | 0
|  | Distribution Communications O&M |  | 0 | 0 | 0 | 0 | 0 | 0 | 0 | 0 | 0 | 0 | 0 | 0 | 0 | 0 | 0 | 0 | 0 | 0 | 0 | 0 | 0 | 0 | 0 | 0 | 0 | 0 | 0 | 0 | 0 | 0 | 0 | 0 | 0 | 0 | 0 | 0 | 0 | 0 | 0 | 0 | 0
|  | Transmission Communications O&M |  | 0 | 0 | 0 | 0 | 0 | 0 | 0 | 0 | 0 | 0 | 0 | 0 | 0 | 0 | 0 | 0 | 0 | 0 | 0 | 0 | 0 | 0 | 0 | 0 | 0 | 0 | 0 | 0 | 0 | 0 | 0 | 0 | 0 | 0 | 0 | 0 | 0 | 0 | 0 | 0 | 0
|  | Distribution Other O&M |  | 0 | 0 | 0 | 0 | 0 | 0 | 0 | 0 | 0 | 0 | 0 | 0 | 0 | 0 | 0 | 0 | 0 | 0 | 0 | 0 | 0 | 0 | 0 | 0 | 0 | 0 | 0 | 0 | 0 | 0 | 0 | 0 | 0 | 0 | 0 | 0 | 0 | 0 | 0 | 0 | 0
|  |  |  | 0 | 10000 | 50000 | 40000 | 40000 | 40000 | 40000 | 40000 | 40000 | 40000 | 40000 | 40000 | 40000 | 40000 | 40000 | 40000 | 40000 | 40000 | 40000 | 40000 | 40000 | 40000 | 40000 | 40000 | 40000 | 40000 | 40000 | 40000 | 40000 | 40000 | 40000 | 40000 | 40000 | 40000 | 40000 | 40000 | 40000 | 40000 | 40000 | 40000 | 40000
Escalated Manually Input O&M (Nom$)
|  |  |  | 0 | 1 | 2 | 3 | 4 | 5 | 6 | 7 | 8 | 9 | 10 | 11 | 12 | 13 | 14 | 15 | 16 | 17 | 18 | 19 | 20 | 21 | 22 | 23 | 24 | 25 | 26 | 27 | 28 | 29 | 30 | 31 | 32 | 33 | 34 | 35 | 36 | 37 | 38 | 39 | 40
|  | Generation O&M |  | 0 | 10000 | 50000 | 40000 | 40000 | 40800 | 41616 | 42448.32 | 43297.2864 | 44163.2321 | 45046.4968 | 45947.4267 | 46866.3752 | 47803.7027 | 48759.7768 | 49734.9723 | 50729.6718 | 51744.2652 | 52779.1505 | 53834.7335 | 54911.4282 | 56009.6568 | 57129.8499 | 58272.4469 | 59437.8958 | 60626.6538 | 61839.1868 | 63075.9706 | 64337.49 | 65624.2398 | 66936.7246 | 68275.4591 | 69640.9682 | 71033.7876 | 72454.4634 | 73903.5526 | 75381.6237 | 76889.2562 | 78427.0413 | 79995.5821 | 81595.4937
|  | Distribution O&M |  | 0 | 0 | 0 | 0 | 0 | 0 | 0 | 0 | 0 | 0 | 0 | 0 | 0 | 0 | 0 | 0 | 0 | 0 | 0 | 0 | 0 | 0 | 0 | 0 | 0 | 0 | 0 | 0 | 0 | 0 | 0 | 0 | 0 | 0 | 0 | 0 | 0 | 0 | 0 | 0 | 0
|  | Distribution Communications O&M |  | 0 | 0 | 0 | 0 | 0 | 0 | 0 | 0 | 0 | 0 | 0 | 0 | 0 | 0 | 0 | 0 | 0 | 0 | 0 | 0 | 0 | 0 | 0 | 0 | 0 | 0 | 0 | 0 | 0 | 0 | 0 | 0 | 0 | 0 | 0 | 0 | 0 | 0 | 0 | 0 | 0
|  | Transmission Communications O&M |  | 0 | 0 | 0 | 0 | 0 | 0 | 0 | 0 | 0 | 0 | 0 | 0 | 0 | 0 | 0 | 0 | 0 | 0 | 0 | 0 | 0 | 0 | 0 | 0 | 0 | 0 | 0 | 0 | 0 | 0 | 0 | 0 | 0 | 0 | 0 | 0 | 0 | 0 | 0 | 0 | 0
|  | Distribution Other O&M |  | 0 | 0 | 0 | 0 | 0 | 0 | 0 | 0 | 0 | 0 | 0 | 0 | 0 | 0 | 0 | 0 | 0 | 0 | 0 | 0 | 0 | 0 | 0 | 0 | 0 | 0 | 0 | 0 | 0 | 0 | 0 | 0 | 0 | 0 | 0 | 0 | 0 | 0 | 0 | 0 | 0
|  |  |  | 0 | 10000 | 50000 | 40000 | 40000 | 40800 | 41616 | 42448.32 | 43297.2864 | 44163.2321 | 45046.4968 | 45947.4267 | 46866.3752 | 47803.7027 | 48759.7768 | 49734.9723 | 50729.6718 | 51744.2652 | 52779.1505 | 53834.7335 | 54911.4282 | 56009.6568 | 57129.8499 | 58272.4469 | 59437.8958 | 60626.6538 | 61839.1868 | 63075.9706 | 64337.49 | 65624.2398 | 66936.7246 | 68275.4591 | 69640.9682 | 71033.7876 | 72454.4634 | 73903.5526 | 75381.6237 | 76889.2562 | 78427.0413 | 79995.5821 | 81595.4937
Source:
8 | Incremental Annual Operation and Maintenance Savings:
Manually input the continuous O&M savings. The savings will appear at the ISD and will automatically extrapolate thereafter.
If there are non-continuous savings, manually input the amounts in the corresponding years as negative numbers in the above Section #7.
[5 empty] | Savings in |  |  | Escalated
[5 empty] | 2012 Dollars | (Enter negative numbers) |  | Savings in ISD Year (2013)
|  |  | Generation | 1: 0; 4: 0
|  |  | Distribution | 1: 0; 4: 0
|  |  | Distribution Communications | 1: 0; 4: 0
|  |  | Transmission Communications | 1: 0; 4: 0
|  |  | Distribution Other | 1: 0; 4: 0
[5 empty] | 0 |  |  | 0
|  |  | Source: | 1: Savings will be escalated after year 1
9 | Load and Assumptions:
If additional load is required in subsequent years, manually input the data in corresponding years. This is for information only.
[6 empty] | Distribution | Transmission
| Current Peak Load: |  | 0 | 0: Load Factor:; 2: 80%; 3: 83%
| Load Growth Forecast: |  | 0% | 0: Loss Factor:; 2: 65.27%; 3: 70.03%
|  |  |  | Growth Loss Factor: |  | 0% | 0%
Source: Bruce Ramsay, Load Research
|  |  |  | 0 | 1 | 2 | 3 | 4 | 5 | 6 | 7 | 8 | 9 | 10 | 11 | 12 | 13 | 14 | 15 | 16 | 17 | 18 | 19 | 20 | 21 | 22 | 23 | 24 | 25 | 26 | 27 | 28 | 29 | 30 | 31 | 32 | 33 | 34 | 35 | 36 | 37 | 38 | 39 | 40
|  |  |  | 2012 | 2013 | 2014 | 2015 | 2016 | 2017 | 2018 | 2019 | 2020 | 2021 | 2022 | 2023 | 2024 | 2025 | 2026 | 2027 | 2028 | 2029 | 2030 | 2031 | 2032 | 2033 | 2034 | 2035 | 2036 | 2037 | 2038 | 2039 | 2040 | 2041 | 2042 | 2043 | 2044 | 2045 | 2046 | 2047 | 2048 | 2049 | 2050 | 2051 | 2052
|  |  | Peak Load: | 0 | 0 | 0 | 0 | 0 | 0 | 0 | 0 | 0 | 0 | 0 | 0 | 0 | 0 | 0 | 0 | 0 | 0 | 0 | 0 | 0 | 0 | 0 | 0 | 0 | 0 | 0 | 0 | 0 | 0 | 0 | 0 | 0 | 0 | 0 | 0 | 0 | 0 | 0 | 0 | 0
|  |  | Manual Load Input: | 0 | 0 | 0 | 0 | 0 | 0 | 0 | 0 | 0 | 0 | 0 | 0 | 0 | 0 | 0 | 0 | 0 | 0 | 0 | 0 | 0 | 0 | 0 | 0 | 0 | 0 | 0 | 0 | 0 | 0 | 0 | 0 | 0 | 0 | 0 | 0 | 0 | 0 | 0 | 0 | 0
|  |  | TOTAL Load: | 0 | 0 | 0 | 0 | 0 | 0 | 0 | 0 | 0 | 0 | 0 | 0 | 0 | 0 | 0 | 0 | 0 | 0 | 0 | 0 | 0 | 0 | 0 | 0 | 0 | 0 | 0 | 0 | 0 | 0 | 0 | 0 | 0 | 0 | 0 | 0 | 0 | 0 | 0 | 0 | 0
Source:
10 | Distribution Peak Line Losses:
(yes or no)
|  | Distribution Losses @ ISD: | 0 | Source: Bruce Ramsay, Load Research 0 2012: Future losses based on Growth Loss Factor; Source: Bruce Ramsay, Load Research 3 2015: Yes; Source: Bruce Ramsay, Load Research 4 2016: (if no, manually input the Losses in the corresponding year)
|  |  |  | 0 | 1 | 2 | 3 | 4 | 5 | 6 | 7 | 8 | 9 | 10 | 11 | 12 | 13 | 14 | 15 | 16 | 17 | 18 | 19 | 20 | 21 | 22 | 23 | 24 | 25 | 26 | 27 | 28 | 29 | 30 | 31 | 32 | 33 | 34 | 35 | 36 | 37 | 38 | 39 | 40
|  |  |  | 2012 | 2013 | 2014 | 2015 | 2016 | 2017 | 2018 | 2019 | 2020 | 2021 | 2022 | 2023 | 2024 | 2025 | 2026 | 2027 | 2028 | 2029 | 2030 | 2031 | 2032 | 2033 | 2034 | 2035 | 2036 | 2037 | 2038 | 2039 | 2040 | 2041 | 2042 | 2043 | 2044 | 2045 | 2046 | 2047 | 2048 | 2049 | 2050 | 2051 | 2052
|  |  | Distribution Peak Losses: | 0 | 0 | 0 | 0 | 0 | 0 | 0 | 0 | 0 | 0 | 0 | 0 | 0 | 0 | 0 | 0 | 0 | 0 | 0 | 0 | 0 | 0 | 0 | 0 | 0 | 0 | 0 | 0 | 0 | 0 | 0 | 0 | 0 | 0 | 0 | 0 | 0 | 0 | 0 | 0 | 0
|  |  | Manual Loss Input: | 0 | 0 | 0 | 0 | 0 | 0 | 0 | 0 | 0 | 0 | 0 | 0 | 0 | 0 | 0 | 0 | 0 | 0 | 0 | 0 | 0 | 0 | 0 | 0 | 0 | 0 | 0 | 0 | 0 | 0 | 0 | 0 | 0 | 0 | 0 | 0 | 0 | 0 | 0 | 0 | 0
|  |  | TOTAL: | 0 | 0 | 0 | 0 | 0 | 0 | 0 | 0 | 0 | 0 | 0 | 0 | 0 | 0 | 0 | 0 | 0 | 0 | 0 | 0 | 0 | 0 | 0 | 0 | 0 | 0 | 0 | 0 | 0 | 0 | 0 | 0 | 0 | 0 | 0 | 0 | 0 | 0 | 0 | 0 | 0
Source:
11 | Transmission Peak Line Losses:
(yes or no)
|  | Transmission Losses @ ISD: | 0 | Future losses based on Growth Loss Factor 0 2012: Future losses based on Growth Loss Factor; Yes 3 2015: Yes; (if no, manually input the Losses in the corresponding year) 4 2016: (if no, manually input the Losses in the corresponding year)
|  |  |  | 0 | 1 | 2 | 3 | 4 | 5 | 6 | 7 | 8 | 9 | 10 | 11 | 12 | 13 | 14 | 15 | 16 | 17 | 18 | 19 | 20 | 21 | 22 | 23 | 24 | 25 | 26 | 27 | 28 | 29 | 30 | 31 | 32 | 33 | 34 | 35 | 36 | 37 | 38 | 39 | 40
|  |  |  | 2012 | 2013 | 2014 | 2015 | 2016 | 2017 | 2018 | 2019 | 2020 | 2021 | 2022 | 2023 | 2024 | 2025 | 2026 | 2027 | 2028 | 2029 | 2030 | 2031 | 2032 | 2033 | 2034 | 2035 | 2036 | 2037 | 2038 | 2039 | 2040 | 2041 | 2042 | 2043 | 2044 | 2045 | 2046 | 2047 | 2048 | 2049 | 2050 | 2051 | 2052
|  |  | Transmission Peak Losses: | 0 | 0 | 0 | 0 | 0 | 0 | 0 | 0 | 0 | 0 | 0 | 0 | 0 | 0 | 0 | 0 | 0 | 0 | 0 | 0 | 0 | 0 | 0 | 0 | 0 | 0 | 0 | 0 | 0 | 0 | 0 | 0 | 0 | 0 | 0 | 0 | 0 | 0 | 0 | 0 | 0
|  |  | Manual Input: | 0 | 0 | 0 | 0 | 0 | 0 | 0 | 0 | 0 | 0 | 0 | 0 | 0 | 0 | 0 | 0 | 0 | 0 | 0 | 0 | 0 | 0 | 0 | 0 | 0 | 0 | 0 | 0 | 0 | 0 | 0 | 0 | 0 | 0 | 0 | 0 | 0 | 0 | 0 | 0 | 0
|  |  | TOTAL: | 0 | 0 | 0 | 0 | 0 | 0 | 0 | 0 | 0 | 0 | 0 | 0 | 0 | 0 | 0 | 0 | 0 | 0 | 0 | 0 | 0 | 0 | 0 | 0 | 0 | 0 | 0 | 0 | 0 | 0 | 0 | 0 | 0 | 0 | 0 | 0 | 0 | 0 | 0 | 0 | 0
Source:
12 | Cost of Energy: |  | 2012 | Future losses based on Growth Loss Factor 0 2012: 2013; Future losses based on Growth Loss Factor 1 2013: 2014; Future losses based on Growth Loss Factor 2 2014: 2015; Yes 3 2015: 2016; (if no, manually input the Losses in the corresponding year) 4 2016: Escalation therafter
| Power Pool Energy Price ($/MWh) |  | 70.875 | Future losses based on Growth Loss Factor 0 2012: 51.5; Future losses based on Growth Loss Factor 1 2013: 47.5; Future losses based on Growth Loss Factor 2 2014: 51; Yes 3 2015: 54.5; (if no, manually input the Losses in the corresponding year) 4 2016: 2%
| Source: | Chase Energy Report dated May 2, 2013
13 | Distribution Line Loss Calculation:
(Peak Losses x (LF)^1.912 x 8,760 x Price)
|  |  |  | 2012 | 2013 | 2014 | 2015 | 2016 | 2017 | 2018 | 2019 | 2020 | 2021 | 2022 | 2023 | 2024 | 2025 | 2026 | 2027 | 2028 | 2029 | 2030 | 2031 | 2032 | 2033 | 2034 | 2035 | 2036 | 2037 | 2038 | 2039 | 2040 | 2041 | 2042 | 2043 | 2044 | 2045 | 2046 | 2047 | 2048 | 2049 | 2050 | 2051 | 2052
|  |  |  | 0 | 1 | 2 | 3 | 4 | 5 | 6 | 7 | 8 | 9 | 10 | 11 | 12 | 13 | 14 | 15 | 16 | 17 | 18 | 19 | 20 | 21 | 22 | 23 | 24 | 25 | 26 | 27 | 28 | 29 | 30 | 31 | 32 | 33 | 34 | 35 | 36 | 37 | 38 | 39 | 40
|  | Line Losses (kW.h) |  | 0 | 0 | 0 | 0 | 0 | 0 | 0 | 0 | 0 | 0 | 0 | 0 | 0 | 0 | 0 | 0 | 0 | 0 | 0 | 0 | 0 | 0 | 0 | 0 | 0 | 0 | 0 | 0 | 0 | 0 | 0 | 0 | 0 | 0 | 0 | 0 | 0 | 0 | 0 | 0 | 0
|  | Cost of Energy (Nom$/kWh) |  | 0.070875 | 0.0515 | 0.0475 | 0.051 | 0.0545 | 0.05559 | 0.056702 | 0.057836 | 0.058993 | 0.060172 | 0.061376 | 0.062603 | 0.063855 | 0.065133 | 0.066435 | 0.067764 | 0.069119 | 0.070502 | 0.071912 | 0.07335 | 0.074817 | 0.076313 | 0.077839 | 0.079396 | 0.080984 | 0.082604 | 0.084256 | 0.085941 | 0.08766 | 0.089413 | 0.091201 | 0.093025 | 0.094886 | 0.096784 | 0.098719 | 0.10069 | 0.10271 | 0.10476 | 0.10686 | 0.10899 | 0.11117
|  | Line Loss Value (Nom$) |  | 0 | 0 | 0 | 0 | 0 | 0 | 0 | 0 | 0 | 0 | 0 | 0 | 0 | 0 | 0 | 0 | 0 | 0 | 0 | 0 | 0 | 0 | 0 | 0 | 0 | 0 | 0 | 0 | 0 | 0 | 0 | 0 | 0 | 0 | 0 | 0 | 0 | 0 | 0 | 0 | 0
14 | Transmission Line Loss Calculation:
(Peak Losses x (LF)^1.912 x 8,760 x Price)
|  |  |  | 2012 | 2013 | 2014 | 2015 | 2016 | 2017 | 2018 | 2019 | 2020 | 2021 | 2022 | 2023 | 2024 | 2025 | 2026 | 2027 | 2028 | 2029 | 2030 | 2031 | 2032 | 2033 | 2034 | 2035 | 2036 | 2037 | 2038 | 2039 | 2040 | 2041 | 2042 | 2043 | 2044 | 2045 | 2046 | 2047 | 2048 | 2049 | 2050 | 2051 | 2052
|  |  |  | 0 | 1 | 2 | 3 | 4 | 5 | 6 | 7 | 8 | 9 | 10 | 11 | 12 | 13 | 14 | 15 | 16 | 17 | 18 | 19 | 20 | 21 | 22 | 23 | 24 | 25 | 26 | 27 | 28 | 29 | 30 | 31 | 32 | 33 | 34 | 35 | 36 | 37 | 38 | 39 | 40
|  | Line Losses (kW.h) |  | 0 | 0 | 0 | 0 | 0 | 0 | 0 | 0 | 0 | 0 | 0 | 0 | 0 | 0 | 0 | 0 | 0 | 0 | 0 | 0 | 0 | 0 | 0 | 0 | 0 | 0 | 0 | 0 | 0 | 0 | 0 | 0 | 0 | 0 | 0 | 0 | 0 | 0 | 0 | 0 | 0
|  | Cost of Energy (Nom$/kWh) |  | 0.070875 | 0.0515 | 0.0475 | 0.051 | 0.0545 | 0.05559 | 0.056702 | 0.057836 | 0.058993 | 0.060172 | 0.061376 | 0.062603 | 0.063855 | 0.065133 | 0.066435 | 0.067764 | 0.069119 | 0.070502 | 0.071912 | 0.07335 | 0.074817 | 0.076313 | 0.077839 | 0.079396 | 0.080984 | 0.082604 | 0.084256 | 0.085941 | 0.08766 | 0.089413 | 0.091201 | 0.093025 | 0.094886 | 0.096784 | 0.098719 | 0.10069 | 0.10271 | 0.10476 | 0.10686 | 0.10899 | 0.11117
|  | Line Loss Value (Nom$) |  | 0 | 0 | 0 | 0 | 0 | 0 | 0 | 0 | 0 | 0 | 0 | 0 | 0 | 0 | 0 | 0 | 0 | 0 | 0 | 0 | 0 | 0 | 0 | 0 | 0 | 0 | 0 | 0 | 0 | 0 | 0 | 0 | 0 | 0 | 0 | 0 | 0 | 0 | 0 | 0 | 0
15 | Insurance and Property Tax: |  |  | 2013 1: Include Ins. & Prop. Tax:; 2014 2: No; 2015 3: (yes or no)
Insurance and property tax is a percentage of property in service on an annual basis.
|  |  |  | Property Tax | Insurance
| Transmission |  |  | 2012 0: 0.914%; 2013 1: 0.127%
| Distribution |  |  | 2012 0: 0.235%; 2013 1: 0.082%
| Communication |  |  | 2012 0: 0.966%; 2013 1: 0.116%
| Distribution Other |  |  | 2012 0: 0.076%; 2013 1: 0.078%
|  |  |  | 2012 | 2013 | 2014 | 2015 | 2016 | 2017 | 2018 | 2019 | 2020 | 2021 | 2022 | 2023 | 2024 | 2025 | 2026 | 2027 | 2028 | 2029 | 2030 | 2031 | 2032 | 2033 | 2034 | 2035 | 2036 | 2037 | 2038 | 2039 | 2040 | 2041 | 2042 | 2043 | 2044 | 2045 | 2046 | 2047 | 2048 | 2049 | 2050 | 2051 | 2052
|  | Year: |  | 0 | 1 | 2 | 3 | 4 | 5 | 6 | 7 | 8 | 9 | 10 | 11 | 12 | 13 | 14 | 15 | 16 | 17 | 18 | 19 | 20 | 21 | 22 | 23 | 24 | 25 | 26 | 27 | 28 | 29 | 30 | 31 | 32 | 33 | 34 | 35 | 36 | 37 | 38 | 39 | 40
|  | Generation |  | 0 | 0 | 0 | 0 | 0 | 0 | 0 | 0 | 0 | 0 | 0 | 0 | 0 | 0 | 0 | 0 | 0 | 0 | 0 | 0 | 0 | 0 | 0 | 0 | 0 | 0 | 0 | 0 | 0 | 0 | 0 | 0 | 0 | 0 | 0 | 0 | 0 | 0 | 0 | 0 | 0
|  | Distribution |  | 0 | 0 | 0 | 0 | 0 | 0 | 0 | 0 | 0 | 0 | 0 | 0 | 0 | 0 | 0 | 0 | 0 | 0 | 0 | 0 | 0 | 0 | 0 | 0 | 0 | 0 | 0 | 0 | 0 | 0 | 0 | 0 | 0 | 0 | 0 | 0 | 0 | 0 | 0 | 0 | 0
|  | Distribution Communications |  | 0 | 0 | 0 | 0 | 0 | 0 | 0 | 0 | 0 | 0 | 0 | 0 | 0 | 0 | 0 | 0 | 0 | 0 | 0 | 0 | 0 | 0 | 0 | 0 | 0 | 0 | 0 | 0 | 0 | 0 | 0 | 0 | 0 | 0 | 0 | 0 | 0 | 0 | 0 | 0 | 0
|  | Transmission Communications |  | 0 | 0 | 0 | 0 | 0 | 0 | 0 | 0 | 0 | 0 | 0 | 0 | 0 | 0 | 0 | 0 | 0 | 0 | 0 | 0 | 0 | 0 | 0 | 0 | 0 | 0 | 0 | 0 | 0 | 0 | 0 | 0 | 0 | 0 | 0 | 0 | 0 | 0 | 0 | 0 | 0
|  | Distribution Other |  | 0 | 0 | 0 | 0 | 0 | 0 | 0 | 0 | 0 | 0 | 0 | 0 | 0 | 0 | 0 | 0 | 0 | 0 | 0 | 0 | 0 | 0 | 0 | 0 | 0 | 0 | 0 | 0 | 0 | 0 | 0 | 0 | 0 | 0 | 0 | 0 | 0 | 0 | 0 | 0 | 0
|  | Total |  | 0 | 0 | 0 | 0 | 0 | 0 | 0 | 0 | 0 | 0 | 0 | 0 | 0 | 0 | 0 | 0 | 0 | 0 | 0 | 0 | 0 | 0 | 0 | 0 | 0 | 0 | 0 | 0 | 0 | 0 | 0 | 0 | 0 | 0 | 0 | 0 | 0 | 0 | 0 | 0 | 0
Source: D. Freedman, Regulation & Business Plans
16 | Salvage and Early Retirement:
In the event some equipment must be retired early, the NBV will be treated as an increase to accumulated depreciation, hence an increase to project costs.
Salvage costs are included in the depreciation expense.
Re-deployed assets have no effect in this analysis. (Manual input)
|  |  |  | 2012 | 2013 | 2014 | 2015 | 2016 | 2017 | 2018 | 2019 | 2020 | 2021 | 2022 | 2023 | 2024 | 2025 | 2026 | 2027 | 2028 | 2029 | 2030 | 2031 | 2032 | 2033 | 2034 | 2035 | 2036 | 2037 | 2038 | 2039 | 2040 | 2041 | 2042 | 2043 | 2044 | 2045 | 2046 | 2047 | 2048 | 2049 | 2050 | 2051 | 2052
|  | Year: |  | 0 | 1 | 2 | 3 | 4 | 5 | 6 | 7 | 8 | 9 | 10 | 11 | 12 | 13 | 14 | 15 | 16 | 17 | 18 | 19 | 20 | 21 | 22 | 23 | 24 | 25 | 26 | 27 | 28 | 29 | 30 | 31 | 32 | 33 | 34 | 35 | 36 | 37 | 38 | 39 | 40
|  | Generation NBV |  | 0 | 0 | 0 | 0 | 0 | 0 | 0 | 0 | 0 | 0 | 0 | 0 | 0 | 0 | 0 | 0 | 0 | 0 | 0 | 0 | 0 | 0 | 0 | 0 | 0 | 0 | 0 | 0 | 0 | 0 | 0 | 0 | 0 | 0 | 0 | 0 | 0 | 0 | 0 | 0 | 0
|  | Distribution NBV |  | 0 | 0 | 0 | 0 | 0 | 0 | 0 | 0 | 0 | 0 | 0 | 0 | 0 | 0 | 0 | 0 | 0 | 0 | 0 | 0 | 0 | 0 | 0 | 0 | 0 | 0 | 0 | 0 | 0 | 0 | 0 | 0 | 0 | 0 | 0 | 0 | 0 | 0 | 0 | 0 | 0
|  | Distribution Communications NBV |  | 0 | 0 | 0 | 0 | 0 | 0 | 0 | 0 | 0 | 0 | 0 | 0 | 0 | 0 | 0 | 0 | 0 | 0 | 0 | 0 | 0 | 0 | 0 | 0 | 0 | 0 | 0 | 0 | 0 | 0 | 0 | 0 | 0 | 0 | 0 | 0 | 0 | 0 | 0 | 0 | 0
|  | Transmission Communications NBV |  | 0 | 0 | 0 | 0 | 0 | 0 | 0 | 0 | 0 | 0 | 0 | 0 | 0 | 0 | 0 | 0 | 0 | 0 | 0 | 0 | 0 | 0 | 0 | 0 | 0 | 0 | 0 | 0 | 0 | 0 | 0 | 0 | 0 | 0 | 0 | 0 | 0 | 0 | 0 | 0 | 0
|  | Distribution Other NBV |  | 0 | 0 | 0 | 0 | 0 | 0 | 0 | 0 | 0 | 0 | 0 | 0 | 0 | 0 | 0 | 0 | 0 | 0 | 0 | 0 | 0 | 0 | 0 | 0 | 0 | 0 | 0 | 0 | 0 | 0 | 0 | 0 | 0 | 0 | 0 | 0 | 0 | 0 | 0 | 0 | 0
|  | Total |  | 0 | 0 | 0 | 0 | 0 | 0 | 0 | 0 | 0 | 0 | 0 | 0 | 0 | 0 | 0 | 0 | 0 | 0 | 0 | 0 | 0 | 0 | 0 | 0 | 0 | 0 | 0 | 0 | 0 | 0 | 0 | 0 | 0 | 0 | 0 | 0 | 0 | 0 | 0 | 0 | 0
Source:

## DIST2 (hidden)
Watson Lake Bi-Fuel Project - Purchase
Purchase
Distribution Cost Impact
Base Year Is: | 2012
# Years of Revenue: | 20
Years of Costs: | r | <== "R" for same as Revenues, "L" for asset Life
Prepared By:
REVENUE CALCULATION: | c | <== "S" for Standard $/kw, "C" for Calculated amount.
| 2012 | 2013 | 2014 | 2015 | 2016 | 2017 | 2018 | 2019 | 2020 | 2021 | 2022 | 2023 | 2024 | 2025 | 2026 | 2027 | 2028 | 2029 | 2030 | 2031 | 2032 | 2033 | 2034 | 2035 | 2036 | 2037 | 2038 | 2039 | 2040 | 2041 | 2042 | 2043 | 2044 | 2045 | 2046 | 2047 | 2048 | 2049 | 2050 | 2051 | 2052
Descriptions (8) Below: | 0 | 1 | 2 | 3 | 4 | 5 | 6 | 7 | 8 | 9 | 10 | 11 | 12 | 13 | 14 | 15 | 16 | 17 | 18 | 19 | 20 | 21 | 22 | 23 | 24 | 25 | 26 | 27 | 28 | 29 | 30 | 31 | 32 | 33 | 34 | 35 | 36 | 37 | 38 | 39 | 40
These field are not required
Total Revenue: | 0 | 0 | 0 | 0 | 0 | 0 | 0 | 0 | 0 | 0 | 0 | 0 | 0 | 0 | 0 | 0 | 0 | 0 | 0 | 0 | 0 | 0 | 0 | 0 | 0 | 0 | 0 | 0 | 0 | 0 | 0 | 0 | 0 | 0 | 0 | 0 | 0 | 0 | 0 | 0 | 0
CAPITAL EXPENDITURES (mid-year): | 2012 | 2013 | 2014 | 2015 | 2016 | 2017 | 2018 | 2019 | 2020 | 2021 | 2022 | 2023 | 2024 | 2025 | 2026 | 2027 | 2028 | 2029 | 2030 | 2031 | 2032 | 2033 | 2034 | 2035 | 2036 | 2037 | 2038 | 2039 | 2040 | 2041 | 2042 | 2043 | 2044 | 2045 | 2046 | 2047 | 2048 | 2049 | 2050 | 2051 | 2052
Descriptions (8) Below: | 0 | 1 | 2 | 3 | 4 | 5 | 6 | 7 | 8 | 9 | 10 | 11 | 12 | 13 | 14 | 15 | 16 | 17 | 18 | 19 | 20 | 21 | 22 | 23 | 24 | 25 | 26 | 27 | 28 | 29 | 30 | 31 | 32 | 33 | 34 | 35 | 36 | 37 | 38 | 39 | 40
1) | 0 | 0 | 0 | 0 | 0 | 0 | 0 | 0 | 0 | 0 | 0 | 0 | 0 | 0 | 0 | 0 | 0 | 0 | 0 | 0 | 0 | 0 | 0 | 0 | 0 | 0 | 0 | 0 | 0 | 0 | 0 | 0 | 0 | 0 | 0 | 0 | 0 | 0 | 0 | 0 | 0
2) | 0 | 0 | 0 | 0 | 0 | 0 | 0 | 0 | 0 | 0 | 0 | 0 | 0 | 0 | 0 | 0 | 0 | 0 | 0 | 0 | 0 | 0 | 0 | 0 | 0 | 0 | 0 | 0 | 0 | 0 | 0 | 0 | 0 | 0 | 0 | 0 | 0 | 0 | 0 | 0 | 0
3) Distribution | 0 | 0 | 0 | 0 | 0 | 0 | 0 | 0 | 0 | 0 | 0 | 0 | 0 | 0 | 0 | 0 | 0 | 0 | 0 | 0 | 0 | 0 | 0 | 0 | 0 | 0 | 0 | 0 | 0 | 0 | 0 | 0 | 0 | 0 | 0 | 0 | 0 | 0 | 0 | 0 | 0
4) | 0 | 0 | 0 | 0 | 0 | 0 | 0 | 0 | 0 | 0 | 0 | 0 | 0 | 0 | 0 | 0 | 0 | 0 | 0 | 0 | 0 | 0 | 0 | 0 | 0 | 0 | 0 | 0 | 0 | 0 | 0 | 0 | 0 | 0 | 0 | 0 | 0 | 0 | 0 | 0 | 0
5) Distribution Communication | 0 | 0 | 0 | 0 | 0 | 0 | 0 | 0 | 0 | 0 | 0 | 0 | 0 | 0 | 0 | 0 | 0 | 0 | 0 | 0 | 0 | 0 | 0 | 0 | 0 | 0 | 0 | 0 | 0 | 0 | 0 | 0 | 0 | 0 | 0 | 0 | 0 | 0 | 0 | 0 | 0
6) | 0 | 0 | 0 | 0 | 0 | 0 | 0 | 0 | 0 | 0 | 0 | 0 | 0 | 0 | 0 | 0 | 0 | 0 | 0 | 0 | 0 | 0 | 0 | 0 | 0 | 0 | 0 | 0 | 0 | 0 | 0 | 0 | 0 | 0 | 0 | 0 | 0 | 0 | 0 | 0 | 0
7) Distribution Other | 0 | 0 | 0 | 0 | 0 | 0 | 0 | 0 | 0 | 0 | 0 | 0 | 0 | 0 | 0 | 0 | 0 | 0 | 0 | 0 | 0 | 0 | 0 | 0 | 0 | 0 | 0 | 0 | 0 | 0 | 0 | 0 | 0 | 0 | 0 | 0 | 0 | 0 | 0 | 0 | 0
8) | 0 | 0 | 0 | 0 | 0 | 0 | 0 | 0 | 0 | 0 | 0 | 0 | 0 | 0 | 0 | 0 | 0 | 0 | 0 | 0 | 0 | 0 | 0 | 0 | 0 | 0 | 0 | 0 | 0 | 0 | 0 | 0 | 0 | 0 | 0 | 0 | 0 | 0 | 0 | 0 | 0
Total | 0 | 0 | 0 | 0 | 0 | 0 | 0 | 0 | 0 | 0 | 0 | 0 | 0 | 0 | 0 | 0 | 0 | 0 | 0 | 0 | 0 | 0 | 0 | 0 | 0 | 0 | 0 | 0 | 0 | 0 | 0 | 0 | 0 | 0 | 0 | 0 | 0 | 0 | 0 | 0 | 0
O&M EXPENDITURES: | 2012 | 2013 | 2014 | 2015 | 2016 | 2017 | 2018 | 2019 | 2020 | 2021 | 2022 | 2023 | 2024 | 2025 | 2026 | 2027 | 2028 | 2029 | 2030 | 2031 | 2032 | 2033 | 2034 | 2035 | 2036 | 2037 | 2038 | 2039 | 2040 | 2041 | 2042 | 2043 | 2044 | 2045 | 2046 | 2047 | 2048 | 2049 | 2050 | 2051 | 2052
Descriptions (8) Below: | 0 | 1 | 2 | 3 | 4 | 5 | 6 | 7 | 8 | 9 | 10 | 11 | 12 | 13 | 14 | 15 | 16 | 17 | 18 | 19 | 20 | 21 | 22 | 23 | 24 | 25 | 26 | 27 | 28 | 29 | 30 | 31 | 32 | 33 | 34 | 35 | 36 | 37 | 38 | 39 | 40
1) Incremental O&M Costs | 0 | 0 | 0 | 0 | 0 | 0 | 0 | 0 | 0 | 0 | 0 | 0 | 0 | 0 | 0 | 0 | 0 | 0 | 0 | 0 | 0 | 0 | 0 | 0 | 0 | 0 | 0 | 0 | 0 | 0 | 0 | 0 | 0 | 0 | 0 | 0 | 0 | 0 | 0 | 0 | 0
2) Incremental O&M Savings | 0 | 0 | 0 | 0 | 0 | 0 | 0 | 0 | 0 | 0 | 0 | 0 | 0 | 0 | 0 | 0 | 0 | 0 | 0 | 0 | 0 | 0 | 0 | 0 | 0 | 0 | 0 | 0 | 0 | 0 | 0 | 0 | 0 | 0 | 0 | 0 | 0 | 0 | 0 | 0 | 0
3) Energy Losses | 0 | 0 | 0 | 0 | 0 | 0 | 0 | 0 | 0 | 0 | 0 | 0 | 0 | 0 | 0 | 0 | 0 | 0 | 0 | 0 | 0 | 0 | 0 | 0 | 0 | 0 | 0 | 0 | 0 | 0 | 0 | 0 | 0 | 0 | 0 | 0 | 0 | 0 | 0 | 0 | 0
4) Insurance & Property Tax | 0 | 0 | 0 | 0 | 0 | 0 | 0 | 0 | 0 | 0 | 0 | 0 | 0 | 0 | 0 | 0 | 0 | 0 | 0 | 0 | 0 | 0 | 0 | 0 | 0 | 0 | 0 | 0 | 0 | 0 | 0 | 0 | 0 | 0 | 0 | 0 | 0 | 0 | 0 | 0 | 0
5) Early Retirement | 0 | 0 | 0 | 0 | 0 | 0 | 0 | 0 | 0 | 0 | 0 | 0 | 0 | 0 | 0 | 0 | 0 | 0 | 0 | 0 | 0 | 0 | 0 | 0 | 0 | 0 | 0 | 0 | 0 | 0 | 0 | 0 | 0 | 0 | 0 | 0 | 0 | 0 | 0 | 0 | 0
6) | 0 | 0 | 0 | 0 | 0 | 0 | 0 | 0 | 0 | 0 | 0 | 0 | 0 | 0 | 0 | 0 | 0 | 0 | 0 | 0 | 0 | 0 | 0 | 0 | 0 | 0 | 0 | 0 | 0 | 0 | 0 | 0 | 0 | 0 | 0 | 0 | 0 | 0 | 0 | 0 | 0
7) | 0 | 0 | 0 | 0 | 0 | 0 | 0 | 0 | 0 | 0 | 0 | 0 | 0 | 0 | 0 | 0 | 0 | 0 | 0 | 0 | 0 | 0 | 0 | 0 | 0 | 0 | 0 | 0 | 0 | 0 | 0 | 0 | 0 | 0 | 0 | 0 | 0 | 0 | 0 | 0 | 0
8) | 0 | 0 | 0 | 0 | 0 | 0 | 0 | 0 | 0 | 0 | 0 | 0 | 0 | 0 | 0 | 0 | 0 | 0 | 0 | 0 | 0 | 0 | 0 | 0 | 0 | 0 | 0 | 0 | 0 | 0 | 0 | 0 | 0 | 0 | 0 | 0 | 0 | 0 | 0 | 0 | 0
Total | 0 | 0 | 0 | 0 | 0 | 0 | 0 | 0 | 0 | 0 | 0 | 0 | 0 | 0 | 0 | 0 | 0 | 0 | 0 | 0 | 0 | 0 | 0 | 0 | 0 | 0 | 0 | 0 | 0 | 0 | 0 | 0 | 0 | 0 | 0 | 0 | 0 | 0 | 0 | 0 | 0
DEPRECIATION RATES: |  |  | FINANCIAL DATA
1) |  |  |  | Return | Ratio | B.T. Cost | A.T. Cost
2) |  |  | Debt | 5.8% | 56% | 3.248% | 3.248%
3) Distribution | 5% |  | Preferred | 0% | 0% | 0% | 0%
4) |  |  | Common | 9.21% | 44% | 5.789% | 4.052%
5) Distribution Communication | 5% |  | TOTALS |  |  | 9.037% | 7.3%
6)
7) Distribution Other | 5%
8) |  |  |  | INCOME TAX: |  | 30%
WORKING MODEL BEGINS
Watson Lake Bi-Fuel Project - Purchase
Purchase | [9 empty] | Printed: | 2013-11-13 15:24
Distribution Cost Impact
Year | 2012 | 2013 | 2014 | 2015 | 2016 | 2017 | 2018 | 2019 | 2020 | 2021 | 2022 | 2023 | 2024 | 2025 | 2026 | 2027 | 2028 | 2029 | 2030 | 2031 | 2032 | 2033 | 2034 | 2035 | 2036 | 2037 | 2038 | 2039 | 2040 | 2041 | 2042 | 2043 | 2044 | 2045 | 2046 | 2047 | 2048 | 2049 | 2050 | 2051 | 2052
REVENUES: | 0 | 1 | 2 | 3 | 4 | 5 | 6 | 7 | 8 | 9 | 10 | 11 | 12 | 13 | 14 | 15 | 16 | 17 | 18 | 19 | 20 | 21 | 22 | 23 | 24 | 25 | 26 | 27 | 28 | 29 | 30 | 31 | 32 | 33 | 34 | 35 | 36 | 37 | 38 | 39 | 40
These field are not required | 0 | 0 | 0 | 0 | 0 | 0 | 0 | 0 | 0 | 0 | 0 | 0 | 0 | 0 | 0 | 0 | 0 | 0 | 0 | 0 | 0 | 0 | 0 | 0 | 0 | 0 | 0 | 0 | 0 | 0 | 0 | 0 | 0 | 0 | 0 | 0 | 0 | 0 | 0 | 0 | 0
| 0 | 0 | 0 | 0 | 0 | 0 | 0 | 0 | 0 | 0 | 0 | 0 | 0 | 0 | 0 | 0 | 0 | 0 | 0 | 0 | 0 | 0 | 0 | 0 | 0 | 0 | 0 | 0 | 0 | 0 | 0 | 0 | 0 | 0 | 0 | 0 | 0 | 0 | 0 | 0 | 0
| 0 | 0 | 0 | 0 | 0 | 0 | 0 | 0 | 0 | 0 | 0 | 0 | 0 | 0 | 0 | 0 | 0 | 0 | 0 | 0 | 0 | 0 | 0 | 0 | 0 | 0 | 0 | 0 | 0 | 0 | 0 | 0 | 0 | 0 | 0 | 0 | 0 | 0 | 0 | 0 | 0
| 0 | 0 | 0 | 0 | 0 | 0 | 0 | 0 | 0 | 0 | 0 | 0 | 0 | 0 | 0 | 0 | 0 | 0 | 0 | 0 | 0 | 0 | 0 | 0 | 0 | 0 | 0 | 0 | 0 | 0 | 0 | 0 | 0 | 0 | 0 | 0 | 0 | 0 | 0 | 0 | 0
| 0 | 0 | 0 | 0 | 0 | 0 | 0 | 0 | 0 | 0 | 0 | 0 | 0 | 0 | 0 | 0 | 0 | 0 | 0 | 0 | 0 | 0 | 0 | 0 | 0 | 0 | 0 | 0 | 0 | 0 | 0 | 0 | 0 | 0 | 0 | 0 | 0 | 0 | 0 | 0 | 0
| 0 | 0 | 0 | 0 | 0 | 0 | 0 | 0 | 0 | 0 | 0 | 0 | 0 | 0 | 0 | 0 | 0 | 0 | 0 | 0 | 0 | 0 | 0 | 0 | 0 | 0 | 0 | 0 | 0 | 0 | 0 | 0 | 0 | 0 | 0 | 0 | 0 | 0 | 0 | 0 | 0
| 0 | 0 | 0 | 0 | 0 | 0 | 0 | 0 | 0 | 0 | 0 | 0 | 0 | 0 | 0 | 0 | 0 | 0 | 0 | 0 | 0 | 0 | 0 | 0 | 0 | 0 | 0 | 0 | 0 | 0 | 0 | 0 | 0 | 0 | 0 | 0 | 0 | 0 | 0 | 0 | 0
| 0 | 0 | 0 | 0 | 0 | 0 | 0 | 0 | 0 | 0 | 0 | 0 | 0 | 0 | 0 | 0 | 0 | 0 | 0 | 0 | 0 | 0 | 0 | 0 | 0 | 0 | 0 | 0 | 0 | 0 | 0 | 0 | 0 | 0 | 0 | 0 | 0 | 0 | 0 | 0 | 0
Total Revenue: | 0 | 0 | 0 | 0 | 0 | 0 | 0 | 0 | 0 | 0 | 0 | 0 | 0 | 0 | 0 | 0 | 0 | 0 | 0 | 0 | 0 | 0 | 0 | 0 | 0 | 0 | 0 | 0 | 0 | 0 | 0 | 0 | 0 | 0 | 0 | 0 | 0 | 0 | 0 | 0 | 0
CAPITAL: | 0 | 1 | 2 | 3 | 4 | 5 | 6 | 7 | 8 | 9 | 10 | 11 | 12 | 13 | 14 | 15 | 16 | 17 | 18 | 19 | 20 | 21 | 22 | 23 | 24 | 25 | 26 | 27 | 28 | 29 | 30 | 31 | 32 | 33 | 34 | 35 | 36 | 37 | 38 | 39 | 40
1) | 0 | 0 | 0 | 0 | 0 | 0 | 0 | 0 | 0 | 0 | 0 | 0 | 0 | 0 | 0 | 0 | 0 | 0 | 0 | 0 | 0 | 0 | 0 | 0 | 0 | 0 | 0 | 0 | 0 | 0 | 0 | 0 | 0 | 0 | 0 | 0 | 0 | 0 | 0 | 0 | 0
2) | 0 | 0 | 0 | 0 | 0 | 0 | 0 | 0 | 0 | 0 | 0 | 0 | 0 | 0 | 0 | 0 | 0 | 0 | 0 | 0 | 0 | 0 | 0 | 0 | 0 | 0 | 0 | 0 | 0 | 0 | 0 | 0 | 0 | 0 | 0 | 0 | 0 | 0 | 0 | 0 | 0
3) Distribution | 0 | 0 | 0 | 0 | 0 | 0 | 0 | 0 | 0 | 0 | 0 | 0 | 0 | 0 | 0 | 0 | 0 | 0 | 0 | 0 | 0 | 0 | 0 | 0 | 0 | 0 | 0 | 0 | 0 | 0 | 0 | 0 | 0 | 0 | 0 | 0 | 0 | 0 | 0 | 0 | 0
4) | 0 | 0 | 0 | 0 | 0 | 0 | 0 | 0 | 0 | 0 | 0 | 0 | 0 | 0 | 0 | 0 | 0 | 0 | 0 | 0 | 0 | 0 | 0 | 0 | 0 | 0 | 0 | 0 | 0 | 0 | 0 | 0 | 0 | 0 | 0 | 0 | 0 | 0 | 0 | 0 | 0
5) Distribution Communication | 0 | 0 | 0 | 0 | 0 | 0 | 0 | 0 | 0 | 0 | 0 | 0 | 0 | 0 | 0 | 0 | 0 | 0 | 0 | 0 | 0 | 0 | 0 | 0 | 0 | 0 | 0 | 0 | 0 | 0 | 0 | 0 | 0 | 0 | 0 | 0 | 0 | 0 | 0 | 0 | 0
6) | 0 | 0 | 0 | 0 | 0 | 0 | 0 | 0 | 0 | 0 | 0 | 0 | 0 | 0 | 0 | 0 | 0 | 0 | 0 | 0 | 0 | 0 | 0 | 0 | 0 | 0 | 0 | 0 | 0 | 0 | 0 | 0 | 0 | 0 | 0 | 0 | 0 | 0 | 0 | 0 | 0
7) Distribution Other | 0 | 0 | 0 | 0 | 0 | 0 | 0 | 0 | 0 | 0 | 0 | 0 | 0 | 0 | 0 | 0 | 0 | 0 | 0 | 0 | 0 | 0 | 0 | 0 | 0 | 0 | 0 | 0 | 0 | 0 | 0 | 0 | 0 | 0 | 0 | 0 | 0 | 0 | 0 | 0 | 0
8) | 0 | 0 | 0 | 0 | 0 | 0 | 0 | 0 | 0 | 0 | 0 | 0 | 0 | 0 | 0 | 0 | 0 | 0 | 0 | 0 | 0 | 0 | 0 | 0 | 0 | 0 | 0 | 0 | 0 | 0 | 0 | 0 | 0 | 0 | 0 | 0 | 0 | 0 | 0 | 0 | 0
Total Capital | 0 | 0 | 0 | 0 | 0 | 0 | 0 | 0 | 0 | 0 | 0 | 0 | 0 | 0 | 0 | 0 | 0 | 0 | 0 | 0 | 0 | 0 | 0 | 0 | 0 | 0 | 0 | 0 | 0 | 0 | 0 | 0 | 0 | 0 | 0 | 0 | 0 | 0 | 0 | 0 | 0
O&M: | 0 | 1 | 2 | 3 | 4 | 5 | 6 | 7 | 8 | 9 | 10 | 11 | 12 | 13 | 14 | 15 | 16 | 17 | 18 | 19 | 20 | 21 | 22 | 23 | 24 | 25 | 26 | 27 | 28 | 29 | 30 | 31 | 32 | 33 | 34 | 35 | 36 | 37 | 38 | 39 | 40
1) Incremental O&M Costs | 0 | 0 | 0 | 0 | 0 | 0 | 0 | 0 | 0 | 0 | 0 | 0 | 0 | 0 | 0 | 0 | 0 | 0 | 0 | 0 | 0 | 0 | 0 | 0 | 0 | 0 | 0 | 0 | 0 | 0 | 0 | 0 | 0 | 0 | 0 | 0 | 0 | 0 | 0 | 0 | 0
2) Incremental O&M Savings | 0 | 0 | 0 | 0 | 0 | 0 | 0 | 0 | 0 | 0 | 0 | 0 | 0 | 0 | 0 | 0 | 0 | 0 | 0 | 0 | 0 | 0 | 0 | 0 | 0 | 0 | 0 | 0 | 0 | 0 | 0 | 0 | 0 | 0 | 0 | 0 | 0 | 0 | 0 | 0 | 0
3) Energy Losses | 0 | 0 | 0 | 0 | 0 | 0 | 0 | 0 | 0 | 0 | 0 | 0 | 0 | 0 | 0 | 0 | 0 | 0 | 0 | 0 | 0 | 0 | 0 | 0 | 0 | 0 | 0 | 0 | 0 | 0 | 0 | 0 | 0 | 0 | 0 | 0 | 0 | 0 | 0 | 0 | 0
4) Insurance & Property Tax | 0 | 0 | 0 | 0 | 0 | 0 | 0 | 0 | 0 | 0 | 0 | 0 | 0 | 0 | 0 | 0 | 0 | 0 | 0 | 0 | 0 | 0 | 0 | 0 | 0 | 0 | 0 | 0 | 0 | 0 | 0 | 0 | 0 | 0 | 0 | 0 | 0 | 0 | 0 | 0 | 0
5) Early Retirement | 0 | 0 | 0 | 0 | 0 | 0 | 0 | 0 | 0 | 0 | 0 | 0 | 0 | 0 | 0 | 0 | 0 | 0 | 0 | 0 | 0 | 0 | 0 | 0 | 0 | 0 | 0 | 0 | 0 | 0 | 0 | 0 | 0 | 0 | 0 | 0 | 0 | 0 | 0 | 0 | 0
6) | 0 | 0 | 0 | 0 | 0 | 0 | 0 | 0 | 0 | 0 | 0 | 0 | 0 | 0 | 0 | 0 | 0 | 0 | 0 | 0 | 0 | 0 | 0 | 0 | 0 | 0 | 0 | 0 | 0 | 0 | 0 | 0 | 0 | 0 | 0 | 0 | 0 | 0 | 0 | 0 | 0
7) | 0 | 0 | 0 | 0 | 0 | 0 | 0 | 0 | 0 | 0 | 0 | 0 | 0 | 0 | 0 | 0 | 0 | 0 | 0 | 0 | 0 | 0 | 0 | 0 | 0 | 0 | 0 | 0 | 0 | 0 | 0 | 0 | 0 | 0 | 0 | 0 | 0 | 0 | 0 | 0 | 0
8) | 0 | 0 | 0 | 0 | 0 | 0 | 0 | 0 | 0 | 0 | 0 | 0 | 0 | 0 | 0 | 0 | 0 | 0 | 0 | 0 | 0 | 0 | 0 | 0 | 0 | 0 | 0 | 0 | 0 | 0 | 0 | 0 | 0 | 0 | 0 | 0 | 0 | 0 | 0 | 0 | 0
Total O&M | 0 | 0 | 0 | 0 | 0 | 0 | 0 | 0 | 0 | 0 | 0 | 0 | 0 | 0 | 0 | 0 | 0 | 0 | 0 | 0 | 0 | 0 | 0 | 0 | 0 | 0 | 0 | 0 | 0 | 0 | 0 | 0 | 0 | 0 | 0 | 0 | 0 | 0 | 0 | 0 | 0
Watson Lake Bi-Fuel Project - Purchase
Purchase
Distribution Cost Impact
Year | 2012 | 2013 | 2014 | 2015 | 2016 | 2017 | 2018 | 2019 | 2020 | 2021 | 2022 | 2023 | 2024 | 2025 | 2026 | 2027 | 2028 | 2029 | 2030 | 2031 | 2032 | 2033 | 2034 | 2035 | 2036 | 2037 | 2038 | 2039 | 2040 | 2041 | 2042 | 2043 | 2044 | 2045 | 2046 | 2047 | 2048 | 2049 | 2050 | 2051 | 2052
YEARLY DEPRECIATION: | 0 | 1 | 2 | 3 | 4 | 5 | 6 | 7 | 8 | 9 | 10 | 11 | 12 | 13 | 14 | 15 | 16 | 17 | 18 | 19 | 20 | 21 | 22 | 23 | 24 | 25 | 26 | 27 | 28 | 29 | 30 | 31 | 32 | 33 | 34 | 35 | 36 | 37 | 38 | 39 | 40 | Rates
1) | 0 | 0 | 0 | 0 | 0 | 0 | 0 | 0 | 0 | 0 | 0 | 0 | 0 | 0 | 0 | 0 | 0 | 0 | 0 | 0 | 0 | 0 | 0 | 0 | 0 | 0 | 0 | 0 | 0 | 0 | 0 | 0 | 0 | 0 | 0 | 0 | 0 | 0 | 0 | 0 | 0 | 0%
2) | 0 | 0 | 0 | 0 | 0 | 0 | 0 | 0 | 0 | 0 | 0 | 0 | 0 | 0 | 0 | 0 | 0 | 0 | 0 | 0 | 0 | 0 | 0 | 0 | 0 | 0 | 0 | 0 | 0 | 0 | 0 | 0 | 0 | 0 | 0 | 0 | 0 | 0 | 0 | 0 | 0 | 0%
3) Distribution | 0 | 0 | 0 | 0 | 0 | 0 | 0 | 0 | 0 | 0 | 0 | 0 | 0 | 0 | 0 | 0 | 0 | 0 | 0 | 0 | 0 | 0 | 0 | 0 | 0 | 0 | 0 | 0 | 0 | 0 | 0 | 0 | 0 | 0 | 0 | 0 | 0 | 0 | 0 | 0 | 0 | 5%
4) | 0 | 0 | 0 | 0 | 0 | 0 | 0 | 0 | 0 | 0 | 0 | 0 | 0 | 0 | 0 | 0 | 0 | 0 | 0 | 0 | 0 | 0 | 0 | 0 | 0 | 0 | 0 | 0 | 0 | 0 | 0 | 0 | 0 | 0 | 0 | 0 | 0 | 0 | 0 | 0 | 0 | 0%
5) Distribution Communication | 0 | 0 | 0 | 0 | 0 | 0 | 0 | 0 | 0 | 0 | 0 | 0 | 0 | 0 | 0 | 0 | 0 | 0 | 0 | 0 | 0 | 0 | 0 | 0 | 0 | 0 | 0 | 0 | 0 | 0 | 0 | 0 | 0 | 0 | 0 | 0 | 0 | 0 | 0 | 0 | 0 | 5%
6) | 0 | 0 | 0 | 0 | 0 | 0 | 0 | 0 | 0 | 0 | 0 | 0 | 0 | 0 | 0 | 0 | 0 | 0 | 0 | 0 | 0 | 0 | 0 | 0 | 0 | 0 | 0 | 0 | 0 | 0 | 0 | 0 | 0 | 0 | 0 | 0 | 0 | 0 | 0 | 0 | 0 | 0%
7) Distribution Other | 0 | 0 | 0 | 0 | 0 | 0 | 0 | 0 | 0 | 0 | 0 | 0 | 0 | 0 | 0 | 0 | 0 | 0 | 0 | 0 | 0 | 0 | 0 | 0 | 0 | 0 | 0 | 0 | 0 | 0 | 0 | 0 | 0 | 0 | 0 | 0 | 0 | 0 | 0 | 0 | 0 | 5%
8) | 0 | 0 | 0 | 0 | 0 | 0 | 0 | 0 | 0 | 0 | 0 | 0 | 0 | 0 | 0 | 0 | 0 | 0 | 0 | 0 | 0 | 0 | 0 | 0 | 0 | 0 | 0 | 0 | 0 | 0 | 0 | 0 | 0 | 0 | 0 | 0 | 0 | 0 | 0 | 0 | 0 | 0%
Total Depreciation | 0 | 0 | 0 | 0 | 0 | 0 | 0 | 0 | 0 | 0 | 0 | 0 | 0 | 0 | 0 | 0 | 0 | 0 | 0 | 0 | 0 | 0 | 0 | 0 | 0 | 0 | 0 | 0 | 0 | 0 | 0 | 0 | 0 | 0 | 0 | 0 | 0 | 0 | 0 | 0 | 0
ACCUMULATED DEPRECIATION: | 0 | 1 | 2 | 3 | 4 | 5 | 6 | 7 | 8 | 9 | 10 | 11 | 12 | 13 | 14 | 15 | 16 | 17 | 18 | 19 | 20 | 21 | 22 | 23 | 24 | 25 | 26 | 27 | 28 | 29 | 30 | 31 | 32 | 33 | 34 | 35 | 36 | 37 | 38 | 39 | 40
1) | 0 | 0 | 0 | 0 | 0 | 0 | 0 | 0 | 0 | 0 | 0 | 0 | 0 | 0 | 0 | 0 | 0 | 0 | 0 | 0 | 0 | 0 | 0 | 0 | 0 | 0 | 0 | 0 | 0 | 0 | 0 | 0 | 0 | 0 | 0 | 0 | 0 | 0 | 0 | 0 | 0
2) | 0 | 0 | 0 | 0 | 0 | 0 | 0 | 0 | 0 | 0 | 0 | 0 | 0 | 0 | 0 | 0 | 0 | 0 | 0 | 0 | 0 | 0 | 0 | 0 | 0 | 0 | 0 | 0 | 0 | 0 | 0 | 0 | 0 | 0 | 0 | 0 | 0 | 0 | 0 | 0 | 0
3) Distribution | 0 | 0 | 0 | 0 | 0 | 0 | 0 | 0 | 0 | 0 | 0 | 0 | 0 | 0 | 0 | 0 | 0 | 0 | 0 | 0 | 0 | 0 | 0 | 0 | 0 | 0 | 0 | 0 | 0 | 0 | 0 | 0 | 0 | 0 | 0 | 0 | 0 | 0 | 0 | 0 | 0
4) | 0 | 0 | 0 | 0 | 0 | 0 | 0 | 0 | 0 | 0 | 0 | 0 | 0 | 0 | 0 | 0 | 0 | 0 | 0 | 0 | 0 | 0 | 0 | 0 | 0 | 0 | 0 | 0 | 0 | 0 | 0 | 0 | 0 | 0 | 0 | 0 | 0 | 0 | 0 | 0 | 0
5) Distribution Communication | 0 | 0 | 0 | 0 | 0 | 0 | 0 | 0 | 0 | 0 | 0 | 0 | 0 | 0 | 0 | 0 | 0 | 0 | 0 | 0 | 0 | 0 | 0 | 0 | 0 | 0 | 0 | 0 | 0 | 0 | 0 | 0 | 0 | 0 | 0 | 0 | 0 | 0 | 0 | 0 | 0
6) | 0 | 0 | 0 | 0 | 0 | 0 | 0 | 0 | 0 | 0 | 0 | 0 | 0 | 0 | 0 | 0 | 0 | 0 | 0 | 0 | 0 | 0 | 0 | 0 | 0 | 0 | 0 | 0 | 0 | 0 | 0 | 0 | 0 | 0 | 0 | 0 | 0 | 0 | 0 | 0 | 0
7) Distribution Other | 0 | 0 | 0 | 0 | 0 | 0 | 0 | 0 | 0 | 0 | 0 | 0 | 0 | 0 | 0 | 0 | 0 | 0 | 0 | 0 | 0 | 0 | 0 | 0 | 0 | 0 | 0 | 0 | 0 | 0 | 0 | 0 | 0 | 0 | 0 | 0 | 0 | 0 | 0 | 0 | 0
8) | 0 | 0 | 0 | 0 | 0 | 0 | 0 | 0 | 0 | 0 | 0 | 0 | 0 | 0 | 0 | 0 | 0 | 0 | 0 | 0 | 0 | 0 | 0 | 0 | 0 | 0 | 0 | 0 | 0 | 0 | 0 | 0 | 0 | 0 | 0 | 0 | 0 | 0 | 0 | 0 | 0
PROPERTY IN SERVICE (end yr): | 0 | 1 | 2 | 3 | 4 | 5 | 6 | 7 | 8 | 9 | 10 | 11 | 12 | 13 | 14 | 15 | 16 | 17 | 18 | 19 | 20 | 21 | 22 | 23 | 24 | 25 | 26 | 27 | 28 | 29 | 30 | 31 | 32 | 33 | 34 | 35 | 36 | 37 | 38 | 39 | 40
1) | 0 | 0 | 0 | 0 | 0 | 0 | 0 | 0 | 0 | 0 | 0 | 0 | 0 | 0 | 0 | 0 | 0 | 0 | 0 | 0 | 0 | 0 | 0 | 0 | 0 | 0 | 0 | 0 | 0 | 0 | 0 | 0 | 0 | 0 | 0 | 0 | 0 | 0 | 0 | 0 | 0
2) | 0 | 0 | 0 | 0 | 0 | 0 | 0 | 0 | 0 | 0 | 0 | 0 | 0 | 0 | 0 | 0 | 0 | 0 | 0 | 0 | 0 | 0 | 0 | 0 | 0 | 0 | 0 | 0 | 0 | 0 | 0 | 0 | 0 | 0 | 0 | 0 | 0 | 0 | 0 | 0 | 0
3) Distribution | 0 | 0 | 0 | 0 | 0 | 0 | 0 | 0 | 0 | 0 | 0 | 0 | 0 | 0 | 0 | 0 | 0 | 0 | 0 | 0 | 0 | 0 | 0 | 0 | 0 | 0 | 0 | 0 | 0 | 0 | 0 | 0 | 0 | 0 | 0 | 0 | 0 | 0 | 0 | 0 | 0
4) | 0 | 0 | 0 | 0 | 0 | 0 | 0 | 0 | 0 | 0 | 0 | 0 | 0 | 0 | 0 | 0 | 0 | 0 | 0 | 0 | 0 | 0 | 0 | 0 | 0 | 0 | 0 | 0 | 0 | 0 | 0 | 0 | 0 | 0 | 0 | 0 | 0 | 0 | 0 | 0 | 0
5) Distribution Communication | 0 | 0 | 0 | 0 | 0 | 0 | 0 | 0 | 0 | 0 | 0 | 0 | 0 | 0 | 0 | 0 | 0 | 0 | 0 | 0 | 0 | 0 | 0 | 0 | 0 | 0 | 0 | 0 | 0 | 0 | 0 | 0 | 0 | 0 | 0 | 0 | 0 | 0 | 0 | 0 | 0
6) | 0 | 0 | 0 | 0 | 0 | 0 | 0 | 0 | 0 | 0 | 0 | 0 | 0 | 0 | 0 | 0 | 0 | 0 | 0 | 0 | 0 | 0 | 0 | 0 | 0 | 0 | 0 | 0 | 0 | 0 | 0 | 0 | 0 | 0 | 0 | 0 | 0 | 0 | 0 | 0 | 0
7) Distribution Other | 0 | 0 | 0 | 0 | 0 | 0 | 0 | 0 | 0 | 0 | 0 | 0 | 0 | 0 | 0 | 0 | 0 | 0 | 0 | 0 | 0 | 0 | 0 | 0 | 0 | 0 | 0 | 0 | 0 | 0 | 0 | 0 | 0 | 0 | 0 | 0 | 0 | 0 | 0 | 0 | 0
8) | 0 | 0 | 0 | 0 | 0 | 0 | 0 | 0 | 0 | 0 | 0 | 0 | 0 | 0 | 0 | 0 | 0 | 0 | 0 | 0 | 0 | 0 | 0 | 0 | 0 | 0 | 0 | 0 | 0 | 0 | 0 | 0 | 0 | 0 | 0 | 0 | 0 | 0 | 0 | 0 | 0
Total Project Ratebase | 0 | 0 | 0 | 0 | 0 | 0 | 0 | 0 | 0 | 0 | 0 | 0 | 0 | 0 | 0 | 0 | 0 | 0 | 0 | 0 | 0 | 0 | 0 | 0 | 0 | 0 | 0 | 0 | 0 | 0 | 0 | 0 | 0 | 0 | 0 | 0 | 0 | 0 | 0 | 0 | 0
Watson Lake Bi-Fuel Project - Purchase |  |  | Return | Ratio | B.T. Cost | A.T. Cost
Purchase |  | Debt | 5.8% | 56% | 3.248% | 3.248%
Distribution Cost Impact |  | Preferred | 0% | 0% | 0% | 0% |  | Tax Rate | 30%
|  | Common | 9.21% | 44% | 5.789% | 4.052%
[5 empty] | 9.037% | 7.3%
CASH FLOWS SUMMARY:
|  |  |  | Revenue Requirements |  |  |  | Revenue |  | Surplus | CPV at | Used
Year | Ratebase | Return | Dep'n | Inc. Tax | O&M | Total |  | Allowance |  | (Deficit) | 9.037% | Year
0 2012 | 0 | 0 | 0 | 0 | 0 | 0 | 2012 NPV | 0 |  | 0 | 0 | 0
1 2013 | 0 | 0 | 0 | 0 | 0 | 0 | 0 | 0 |  | 0 | 0 | 1 |  | 12723 | -33410003.6125
2 2014 | 0 | 0 | 0 | 0 | 0 | 0 |  | 0 |  | 0 | 0 | 2 |  | 12723 | -33410003.6125
3 2015 | 0 | 0 | 0 | 0 | 0 | 0 |  | 0 |  | 0 | 0 | 3 |  | 0 | 0
4 2016 | 0 | 0 | 0 | 0 | 0 | 0 |  | 0 |  | 0 | 0 | 4
5 2017 | 0 | 0 | 0 | 0 | 0 | 0 |  | 0 |  | 0 | 0 | 5 |  | changes: | #DIV/0!
6 2018 | 0 | 0 | 0 | 0 | 0 | 0 |  | 0 |  | 0 | 0 | 6
7 2019 | 0 | 0 | 0 | 0 | 0 | 0 |  | 0 |  | 0 | 0 | 7 |  | Cont 2nd | 12723
8 2020 | 0 | 0 | 0 | 0 | 0 | 0 |  | 0 |  | 0 | 0 | 8
9 2021 | 0 | 0 | 0 | 0 | 0 | 0 |  | 0 |  | 0 | 0 | 9 |  | Cont_changed | #DIV/0!
10 2022 | 0 | 0 | 0 | 0 | 0 | 0 |  | 0 |  | 0 | 0 | 10
11 2023 | 0 | 0 | 0 | 0 | 0 | 0 |  | 0 |  | 0 | 0 | 11
12 2024 | 0 | 0 | 0 | 0 | 0 | 0 |  | 0 |  | 0 | 0 | 12
13 2025 | 0 | 0 | 0 | 0 | 0 | 0 |  | 0 |  | 0 | 0 | 13
14 2026 | 0 | 0 | 0 | 0 | 0 | 0 |  | 0 |  | 0 | 0 | 14
15 2027 | 0 | 0 | 0 | 0 | 0 | 0 |  | 0 |  | 0 | 0 | 15
16 2028 | 0 | 0 | 0 | 0 | 0 | 0 |  | 0 |  | 0 | 0 | 16
17 2029 | 0 | 0 | 0 | 0 | 0 | 0 |  | 0 |  | 0 | 0 | 17
18 2030 | 0 | 0 | 0 | 0 | 0 | 0 |  | 0 |  | 0 | 0 | 18
19 2031 | 0 | 0 | 0 | 0 | 0 | 0 |  | 0 |  | 0 | 0 | 19
20 2032 | 0 | 0 | 0 | 0 | 0 | 0 |  | 0 |  | 0 | 0 | 20
21 2033 | 0 | 0 | 0 | 0 | 0 | 0 |  | 0 |  | 0 | 0 | 21
22 2034 | 0 | 0 | 0 | 0 | 0 | 0 |  | 0 |  | 0 | 0 | 22
23 2035 | 0 | 0 | 0 | 0 | 0 | 0 |  | 0 |  | 0 | 0 | 23
24 2036 | 0 | 0 | 0 | 0 | 0 | 0 |  | 0 |  | 0 | 0 | 24
25 2037 | 0 | 0 | 0 | 0 | 0 | 0 |  | 0 |  | 0 | 0 | 25
26 2038 | 0 | 0 | 0 | 0 | 0 | 0 |  | 0 |  | 0 | 0 | 26
27 2039 | 0 | 0 | 0 | 0 | 0 | 0 |  | 0 |  | 0 | 0 | 27
28 2040 | 0 | 0 | 0 | 0 | 0 | 0 |  | 0 |  | 0 | 0 | 28
29 2041 | 0 | 0 | 0 | 0 | 0 | 0 |  | 0 |  | 0 | 0 | 29
30 2042 | 0 | 0 | 0 | 0 | 0 | 0 |  | 0 |  | 0 | 0 | 30
31 2043 | 0 | 0 | 0 | 0 | 0 | 0 |  | 0 |  | 0 | 0 | 31
32 2044 | 0 | 0 | 0 | 0 | 0 | 0 |  | 0 |  | 0 | 0 | 32
33 2045 | 0 | 0 | 0 | 0 | 0 | 0 |  | 0 |  | 0 | 0 | 33
34 2046 | 0 | 0 | 0 | 0 | 0 | 0 |  | 0 |  | 0 | 0 | 34
35 2047 | 0 | 0 | 0 | 0 | 0 | 0 |  | 0 |  | 0 | 0 | 35
36 2048 | 0 | 0 | 0 | 0 | 0 | 0 |  | 0 |  | 0 | 0 | 36
37 2049 | 0 | 0 | 0 | 0 | 0 | 0 |  | 0 |  | 0 | 0 | 37
38 2050 | 0 | 0 | 0 | 0 | 0 | 0 |  | 0 |  | 0 | 0 | 38
39 2051 | 0 | 0 | 0 | 0 | 0 | 0 |  | 0 |  | 0 | 0 | 39
40 2052 | 0 | 0 | 0 | 0 | 0 | 0 |  | 0 |  | 0 | 0 | 40
Total Revenue Area: (combines the two revenue facades)
| 0 | 1 | 2 | 3 | 4 | 5 | 6 | 7 | 8 | 9 | 10 | 11 | 12 | 13 | 14 | 15 | 16 | 17 | 18 | 19 | 20 | 21 | 22 | 23 | 24 | 25 | 26 | 27 | 28 | 29 | 30 | 31 | 32 | 33 | 34 | 35 | 36 | 37 | 38 | 39 | 40
| 0 | 0 | 0 | 0 | 0 | 0 | 0 | 0 | 0 | 0 | 0 | 0 | 0 | 0 | 0 | 0 | 0 | 0 | 0 | 0 | 0 | 0 | 0 | 0 | 0 | 0 | 0 | 0 | 0 | 0 | 0 | 0 | 0 | 0 | 0 | 0 | 0 | 0 | 0 | 0 | 0
|  | 0 | 1 | 2 | 3 | 4 | 5 | 6 | 7 | 8 | 9 | 10 | 11 | 12 | 13 | 14 | 15 | 16 | 17 | 18 | 19 | 20 | 21 | 22 | 23 | 24 | 25 | 26 | 27 | 28 | 29 | 30 | 31 | 32 | 33 | 34 | 35 | 36 | 37 | 38 | 39

## TRANS2 (hidden)
Watson Lake Bi-Fuel Project - Purchase
Purchase
Transmission Cost Impact
Base Year Is: | 2012
# Years of Revenue: | 20
Years of Costs: | r | <== "R" for same as Revenues, "L" for asset Life
Prepared By:
REVENUE CALCULATION: | c | <== "S" for Standard $/kw, "C" for Calculated amount.
| 2012 | 2013 | 2014 | 2015 | 2016 | 2017 | 2018 | 2019 | 2020 | 2021 | 2022 | 2023 | 2024 | 2025 | 2026 | 2027 | 2028 | 2029 | 2030 | 2031 | 2032 | 2033 | 2034 | 2035 | 2036 | 2037 | 2038 | 2039 | 2040 | 2041 | 2042 | 2043 | 2044 | 2045 | 2046 | 2047 | 2048 | 2049 | 2050 | 2051 | 2052
Descriptions (8) Below: | 0 | 1 | 2 | 3 | 4 | 5 | 6 | 7 | 8 | 9 | 10 | 11 | 12 | 13 | 14 | 15 | 16 | 17 | 18 | 19 | 20 | 21 | 22 | 23 | 24 | 25 | 26 | 27 | 28 | 29 | 30 | 31 | 32 | 33 | 34 | 35 | 36 | 37 | 38 | 39 | 40
These field are not required
Total Revenue: | 0 | 0 | 0 | 0 | 0 | 0 | 0 | 0 | 0 | 0 | 0 | 0 | 0 | 0 | 0 | 0 | 0 | 0 | 0 | 0 | 0 | 0 | 0 | 0 | 0 | 0 | 0 | 0 | 0 | 0 | 0 | 0 | 0 | 0 | 0 | 0 | 0 | 0 | 0 | 0 | 0
CAPITAL EXPENDITURES: | 2012 | 2013 | 2014 | 2015 | 2016 | 2017 | 2018 | 2019 | 2020 | 2021 | 2022 | 2023 | 2024 | 2025 | 2026 | 2027 | 2028 | 2029 | 2030 | 2031 | 2032 | 2033 | 2034 | 2035 | 2036 | 2037 | 2038 | 2039 | 2040 | 2041 | 2042 | 2043 | 2044 | 2045 | 2046 | 2047 | 2048 | 2049 | 2050 | 2051 | 2052
Descriptions (8) Below: | 0 | 1 | 2 | 3 | 4 | 5 | 6 | 7 | 8 | 9 | 10 | 11 | 12 | 13 | 14 | 15 | 16 | 17 | 18 | 19 | 20 | 21 | 22 | 23 | 24 | 25 | 26 | 27 | 28 | 29 | 30 | 31 | 32 | 33 | 34 | 35 | 36 | 37 | 38 | 39 | 40
1) Transmission | 0 | 900000 | 900000 | 0 | 0 | 0 | 0 | 0 | 0 | 0 | 0 | 0 | 0 | 0 | 0 | 0 | 0 | 0 | 0 | 0 | 0 | 0 | 0 | 0 | 0 | 0 | 0 | 0 | 0 | 0 | 0 | 0 | 0 | 0 | 0 | 0 | 0 | 0 | 0 | 0 | 0
2) | 0 | 0 | 0 | 0 | 0 | 0 | 0 | 0 | 0 | 0 | 0 | 0 | 0 | 0 | 0 | 0 | 0 | 0 | 0 | 0 | 0 | 0 | 0 | 0 | 0 | 0 | 0 | 0 | 0 | 0 | 0 | 0 | 0 | 0 | 0 | 0 | 0 | 0 | 0 | 0 | 0
3) | 0 | 0 | 0 | 0 | 0 | 0 | 0 | 0 | 0 | 0 | 0 | 0 | 0 | 0 | 0 | 0 | 0 | 0 | 0 | 0 | 0 | 0 | 0 | 0 | 0 | 0 | 0 | 0 | 0 | 0 | 0 | 0 | 0 | 0 | 0 | 0 | 0 | 0 | 0 | 0 | 0
4) | 0 | 0 | 0 | 0 | 0 | 0 | 0 | 0 | 0 | 0 | 0 | 0 | 0 | 0 | 0 | 0 | 0 | 0 | 0 | 0 | 0 | 0 | 0 | 0 | 0 | 0 | 0 | 0 | 0 | 0 | 0 | 0 | 0 | 0 | 0 | 0 | 0 | 0 | 0 | 0 | 0
5) Transmission Communication | 0 | 0 | 0 | 0 | 0 | 0 | 0 | 0 | 0 | 0 | 0 | 0 | 0 | 0 | 0 | 0 | 0 | 0 | 0 | 0 | 0 | 0 | 0 | 0 | 0 | 0 | 0 | 0 | 0 | 0 | 0 | 0 | 0 | 0 | 0 | 0 | 0 | 0 | 0 | 0 | 0
6) | 0 | 0 | 0 | 0 | 0 | 0 | 0 | 0 | 0 | 0 | 0 | 0 | 0 | 0 | 0 | 0 | 0 | 0 | 0 | 0 | 0 | 0 | 0 | 0 | 0 | 0 | 0 | 0 | 0 | 0 | 0 | 0 | 0 | 0 | 0 | 0 | 0 | 0 | 0 | 0 | 0
7) | 0 | 0 | 0 | 0 | 0 | 0 | 0 | 0 | 0 | 0 | 0 | 0 | 0 | 0 | 0 | 0 | 0 | 0 | 0 | 0 | 0 | 0 | 0 | 0 | 0 | 0 | 0 | 0 | 0 | 0 | 0 | 0 | 0 | 0 | 0 | 0 | 0 | 0 | 0 | 0 | 0
8) | 0 | 0 | 0 | 0 | 0 | 0 | 0 | 0 | 0 | 0 | 0 | 0 | 0 | 0 | 0 | 0 | 0 | 0 | 0 | 0 | 0 | 0 | 0 | 0 | 0 | 0 | 0 | 0 | 0 | 0 | 0 | 0 | 0 | 0 | 0 | 0 | 0 | 0 | 0 | 0 | 0
Total | 0 | 900000 | 900000 | 0 | 0 | 0 | 0 | 0 | 0 | 0 | 0 | 0 | 0 | 0 | 0 | 0 | 0 | 0 | 0 | 0 | 0 | 0 | 0 | 0 | 0 | 0 | 0 | 0 | 0 | 0 | 0 | 0 | 0 | 0 | 0 | 0 | 0 | 0 | 0 | 0 | 0
O&M EXPENDITURES: | 2012 | 2013 | 2014 | 2015 | 2016 | 2017 | 2018 | 2019 | 2020 | 2021 | 2022 | 2023 | 2024 | 2025 | 2026 | 2027 | 2028 | 2029 | 2030 | 2031 | 2032 | 2033 | 2034 | 2035 | 2036 | 2037 | 2038 | 2039 | 2040 | 2041 | 2042 | 2043 | 2044 | 2045 | 2046 | 2047 | 2048 | 2049 | 2050 | 2051 | 2052
Descriptions (8) Below: | 0 | 1 | 2 | 3 | 4 | 5 | 6 | 7 | 8 | 9 | 10 | 11 | 12 | 13 | 14 | 15 | 16 | 17 | 18 | 19 | 20 | 21 | 22 | 23 | 24 | 25 | 26 | 27 | 28 | 29 | 30 | 31 | 32 | 33 | 34 | 35 | 36 | 37 | 38 | 39 | 40
1) Incremental O&M Costs | 0 | 10000 | 50000 | 40000 | 40000 | 40800 | 41616 | 42448.32 | 43297.2864 | 44163.2321 | 45046.4968 | 45947.4267 | 46866.3752 | 47803.7027 | 48759.7768 | 49734.9723 | 50729.6718 | 51744.2652 | 52779.1505 | 53834.7335 | 54911.4282 | 56009.6568 | 57129.8499 | 58272.4469 | 59437.8958 | 60626.6538 | 61839.1868 | 63075.9706 | 64337.49 | 65624.2398 | 66936.7246 | 68275.4591 | 69640.9682 | 71033.7876 | 72454.4634 | 73903.5526 | 75381.6237 | 76889.2562 | 78427.0413 | 79995.5821 | 81595.4937
2) Incremental O&M Savings | 0 | 0 | 0 | 0 | 0 | 0 | 0 | 0 | 0 | 0 | 0 | 0 | 0 | 0 | 0 | 0 | 0 | 0 | 0 | 0 | 0 | 0 | 0 | 0 | 0 | 0 | 0 | 0 | 0 | 0 | 0 | 0 | 0 | 0 | 0 | 0 | 0 | 0 | 0 | 0 | 0
3) Energy Losses | 0 | 0 | 0 | 0 | 0 | 0 | 0 | 0 | 0 | 0 | 0 | 0 | 0 | 0 | 0 | 0 | 0 | 0 | 0 | 0 | 0 | 0 | 0 | 0 | 0 | 0 | 0 | 0 | 0 | 0 | 0 | 0 | 0 | 0 | 0 | 0 | 0 | 0 | 0 | 0 | 0
4) Insurance & Property Tax | 0 | 0 | 0 | 0 | 0 | 0 | 0 | 0 | 0 | 0 | 0 | 0 | 0 | 0 | 0 | 0 | 0 | 0 | 0 | 0 | 0 | 0 | 0 | 0 | 0 | 0 | 0 | 0 | 0 | 0 | 0 | 0 | 0 | 0 | 0 | 0 | 0 | 0 | 0 | 0 | 0
5) | 0 | 0 | 0 | 0 | 0 | 0 | 0 | 0 | 0 | 0 | 0 | 0 | 0 | 0 | 0 | 0 | 0 | 0 | 0 | 0 | 0 | 0 | 0 | 0 | 0 | 0 | 0 | 0 | 0 | 0 | 0 | 0 | 0 | 0 | 0 | 0 | 0 | 0 | 0 | 0 | 0
6) Early Retirement | 0 | 0 | 0 | 0 | 0 | 0 | 0 | 0 | 0 | 0 | 0 | 0 | 0 | 0 | 0 | 0 | 0 | 0 | 0 | 0 | 0 | 0 | 0 | 0 | 0 | 0 | 0 | 0 | 0 | 0 | 0 | 0 | 0 | 0 | 0 | 0 | 0 | 0 | 0 | 0 | 0
7) | 0 | 0 | 0 | 0 | 0 | 0 | 0 | 0 | 0 | 0 | 0 | 0 | 0 | 0 | 0 | 0 | 0 | 0 | 0 | 0 | 0 | 0 | 0 | 0 | 0 | 0 | 0 | 0 | 0 | 0 | 0 | 0 | 0 | 0 | 0 | 0 | 0 | 0 | 0 | 0 | 0
8) | 0 | 0 | 0 | 0 | 0 | 0 | 0 | 0 | 0 | 0 | 0 | 0 | 0 | 0 | 0 | 0 | 0 | 0 | 0 | 0 | 0 | 0 | 0 | 0 | 0 | 0 | 0 | 0 | 0 | 0 | 0 | 0 | 0 | 0 | 0 | 0 | 0 | 0 | 0 | 0 | 0
Total | 0 | 10000 | 50000 | 40000 | 40000 | 40800 | 41616 | 42448.32 | 43297.2864 | 44163.2321 | 45046.4968 | 45947.4267 | 46866.3752 | 47803.7027 | 48759.7768 | 49734.9723 | 50729.6718 | 51744.2652 | 52779.1505 | 53834.7335 | 54911.4282 | 56009.6568 | 57129.8499 | 58272.4469 | 59437.8958 | 60626.6538 | 61839.1868 | 63075.9706 | 64337.49 | 65624.2398 | 66936.7246 | 68275.4591 | 69640.9682 | 71033.7876 | 72454.4634 | 73903.5526 | 75381.6237 | 76889.2562 | 78427.0413 | 79995.5821 | 81595.4937
DEPRECIATION RATES: |  |  | FINANCIAL DATA
1) Transmission | 5% |  |  | Return | Ratio | B.T. Cost | A.T. Cost
2) |  |  | Debt | 5.8% | 56% | 3.248% | 3.248%
3) |  |  | Preferred | 0% | 0% | 0% | 0%
4) |  |  | Common | 9.21% | 44% | 5.789% | 4.052%
5) Transmission Communication | 5% |  | TOTALS |  |  | 9.037% | 7.3%
6)
7)
8) |  |  |  | INCOME TAX: |  | 30%
WORKING MODEL BEGINS
Watson Lake Bi-Fuel Project - Purchase
Purchase | [9 empty] | Prepared By: | 2013-11-13 15:24
Transmission Cost Impact
Year | 2012 | 2013 | 2014 | 2015 | 2016 | 2017 | 2018 | 2019 | 2020 | 2021 | 2022 | 2023 | 2024 | 2025 | 2026 | 2027 | 2028 | 2029 | 2030 | 2031 | 2032 | 2033 | 2034 | 2035 | 2036 | 2037 | 2038 | 2039 | 2040 | 2041 | 2042 | 2043 | 2044 | 2045 | 2046 | 2047 | 2048 | 2049 | 2050 | 2051 | 2052
REVENUES: | 0 | 1 | 2 | 3 | 4 | 5 | 6 | 7 | 8 | 9 | 10 | 11 | 12 | 13 | 14 | 15 | 16 | 17 | 18 | 19 | 20 | 21 | 22 | 23 | 24 | 25 | 26 | 27 | 28 | 29 | 30 | 31 | 32 | 33 | 34 | 35 | 36 | 37 | 38 | 39 | 40
These field are not required | 0 | 0 | 0 | 0 | 0 | 0 | 0 | 0 | 0 | 0 | 0 | 0 | 0 | 0 | 0 | 0 | 0 | 0 | 0 | 0 | 0 | 0 | 0 | 0 | 0 | 0 | 0 | 0 | 0 | 0 | 0 | 0 | 0 | 0 | 0 | 0 | 0 | 0 | 0 | 0 | 0
| 0 | 0 | 0 | 0 | 0 | 0 | 0 | 0 | 0 | 0 | 0 | 0 | 0 | 0 | 0 | 0 | 0 | 0 | 0 | 0 | 0 | 0 | 0 | 0 | 0 | 0 | 0 | 0 | 0 | 0 | 0 | 0 | 0 | 0 | 0 | 0 | 0 | 0 | 0 | 0 | 0
| 0 | 0 | 0 | 0 | 0 | 0 | 0 | 0 | 0 | 0 | 0 | 0 | 0 | 0 | 0 | 0 | 0 | 0 | 0 | 0 | 0 | 0 | 0 | 0 | 0 | 0 | 0 | 0 | 0 | 0 | 0 | 0 | 0 | 0 | 0 | 0 | 0 | 0 | 0 | 0 | 0
| 0 | 0 | 0 | 0 | 0 | 0 | 0 | 0 | 0 | 0 | 0 | 0 | 0 | 0 | 0 | 0 | 0 | 0 | 0 | 0 | 0 | 0 | 0 | 0 | 0 | 0 | 0 | 0 | 0 | 0 | 0 | 0 | 0 | 0 | 0 | 0 | 0 | 0 | 0 | 0 | 0
| 0 | 0 | 0 | 0 | 0 | 0 | 0 | 0 | 0 | 0 | 0 | 0 | 0 | 0 | 0 | 0 | 0 | 0 | 0 | 0 | 0 | 0 | 0 | 0 | 0 | 0 | 0 | 0 | 0 | 0 | 0 | 0 | 0 | 0 | 0 | 0 | 0 | 0 | 0 | 0 | 0
| 0 | 0 | 0 | 0 | 0 | 0 | 0 | 0 | 0 | 0 | 0 | 0 | 0 | 0 | 0 | 0 | 0 | 0 | 0 | 0 | 0 | 0 | 0 | 0 | 0 | 0 | 0 | 0 | 0 | 0 | 0 | 0 | 0 | 0 | 0 | 0 | 0 | 0 | 0 | 0 | 0
| 0 | 0 | 0 | 0 | 0 | 0 | 0 | 0 | 0 | 0 | 0 | 0 | 0 | 0 | 0 | 0 | 0 | 0 | 0 | 0 | 0 | 0 | 0 | 0 | 0 | 0 | 0 | 0 | 0 | 0 | 0 | 0 | 0 | 0 | 0 | 0 | 0 | 0 | 0 | 0 | 0
| 0 | 0 | 0 | 0 | 0 | 0 | 0 | 0 | 0 | 0 | 0 | 0 | 0 | 0 | 0 | 0 | 0 | 0 | 0 | 0 | 0 | 0 | 0 | 0 | 0 | 0 | 0 | 0 | 0 | 0 | 0 | 0 | 0 | 0 | 0 | 0 | 0 | 0 | 0 | 0 | 0
Total Revenue: | 0 | 0 | 0 | 0 | 0 | 0 | 0 | 0 | 0 | 0 | 0 | 0 | 0 | 0 | 0 | 0 | 0 | 0 | 0 | 0 | 0 | 0 | 0 | 0 | 0 | 0 | 0 | 0 | 0 | 0 | 0 | 0 | 0 | 0 | 0 | 0 | 0 | 0 | 0 | 0 | 0
CAPITAL: | 0 | 1 | 2 | 3 | 4 | 5 | 6 | 7 | 8 | 9 | 10 | 11 | 12 | 13 | 14 | 15 | 16 | 17 | 18 | 19 | 20 | 21 | 22 | 23 | 24 | 25 | 26 | 27 | 28 | 29 | 30 | 31 | 32 | 33 | 34 | 35 | 36 | 37 | 38 | 39 | 40
1) Transmission | 0 | 900000 | 900000 | 0 | 0 | 0 | 0 | 0 | 0 | 0 | 0 | 0 | 0 | 0 | 0 | 0 | 0 | 0 | 0 | 0 | 0 | 0 | 0 | 0 | 0 | 0 | 0 | 0 | 0 | 0 | 0 | 0 | 0 | 0 | 0 | 0 | 0 | 0 | 0 | 0 | 0
2) | 0 | 0 | 0 | 0 | 0 | 0 | 0 | 0 | 0 | 0 | 0 | 0 | 0 | 0 | 0 | 0 | 0 | 0 | 0 | 0 | 0 | 0 | 0 | 0 | 0 | 0 | 0 | 0 | 0 | 0 | 0 | 0 | 0 | 0 | 0 | 0 | 0 | 0 | 0 | 0 | 0
3) | 0 | 0 | 0 | 0 | 0 | 0 | 0 | 0 | 0 | 0 | 0 | 0 | 0 | 0 | 0 | 0 | 0 | 0 | 0 | 0 | 0 | 0 | 0 | 0 | 0 | 0 | 0 | 0 | 0 | 0 | 0 | 0 | 0 | 0 | 0 | 0 | 0 | 0 | 0 | 0 | 0
4) | 0 | 0 | 0 | 0 | 0 | 0 | 0 | 0 | 0 | 0 | 0 | 0 | 0 | 0 | 0 | 0 | 0 | 0 | 0 | 0 | 0 | 0 | 0 | 0 | 0 | 0 | 0 | 0 | 0 | 0 | 0 | 0 | 0 | 0 | 0 | 0 | 0 | 0 | 0 | 0 | 0
5) Transmission Communication | 0 | 0 | 0 | 0 | 0 | 0 | 0 | 0 | 0 | 0 | 0 | 0 | 0 | 0 | 0 | 0 | 0 | 0 | 0 | 0 | 0 | 0 | 0 | 0 | 0 | 0 | 0 | 0 | 0 | 0 | 0 | 0 | 0 | 0 | 0 | 0 | 0 | 0 | 0 | 0 | 0
6) | 0 | 0 | 0 | 0 | 0 | 0 | 0 | 0 | 0 | 0 | 0 | 0 | 0 | 0 | 0 | 0 | 0 | 0 | 0 | 0 | 0 | 0 | 0 | 0 | 0 | 0 | 0 | 0 | 0 | 0 | 0 | 0 | 0 | 0 | 0 | 0 | 0 | 0 | 0 | 0 | 0
7) | 0 | 0 | 0 | 0 | 0 | 0 | 0 | 0 | 0 | 0 | 0 | 0 | 0 | 0 | 0 | 0 | 0 | 0 | 0 | 0 | 0 | 0 | 0 | 0 | 0 | 0 | 0 | 0 | 0 | 0 | 0 | 0 | 0 | 0 | 0 | 0 | 0 | 0 | 0 | 0 | 0
8) | 0 | 0 | 0 | 0 | 0 | 0 | 0 | 0 | 0 | 0 | 0 | 0 | 0 | 0 | 0 | 0 | 0 | 0 | 0 | 0 | 0 | 0 | 0 | 0 | 0 | 0 | 0 | 0 | 0 | 0 | 0 | 0 | 0 | 0 | 0 | 0 | 0 | 0 | 0 | 0 | 0
Total Capital | 0 | 900000 | 900000 | 0 | 0 | 0 | 0 | 0 | 0 | 0 | 0 | 0 | 0 | 0 | 0 | 0 | 0 | 0 | 0 | 0 | 0 | 0 | 0 | 0 | 0 | 0 | 0 | 0 | 0 | 0 | 0 | 0 | 0 | 0 | 0 | 0 | 0 | 0 | 0 | 0 | 0
O&M: | 0 | 1 | 2 | 3 | 4 | 5 | 6 | 7 | 8 | 9 | 10 | 11 | 12 | 13 | 14 | 15 | 16 | 17 | 18 | 19 | 20 | 21 | 22 | 23 | 24 | 25 | 26 | 27 | 28 | 29 | 30 | 31 | 32 | 33 | 34 | 35 | 36 | 37 | 38 | 39 | 40
1) Incremental O&M Costs | 0 | 10000 | 50000 | 40000 | 40000 | 40800 | 41616 | 42448.32 | 43297.2864 | 44163.2321 | 45046.4968 | 45947.4267 | 46866.3752 | 47803.7027 | 48759.7768 | 49734.9723 | 50729.6718 | 51744.2652 | 52779.1505 | 53834.7335 | 54911.4282 | 56009.6568 | 57129.8499 | 58272.4469 | 59437.8958 | 60626.6538 | 61839.1868 | 63075.9706 | 64337.49 | 65624.2398 | 66936.7246 | 68275.4591 | 69640.9682 | 71033.7876 | 72454.4634 | 73903.5526 | 75381.6237 | 76889.2562 | 78427.0413 | 79995.5821 | 81595.4937
2) Incremental O&M Savings | 0 | 0 | 0 | 0 | 0 | 0 | 0 | 0 | 0 | 0 | 0 | 0 | 0 | 0 | 0 | 0 | 0 | 0 | 0 | 0 | 0 | 0 | 0 | 0 | 0 | 0 | 0 | 0 | 0 | 0 | 0 | 0 | 0 | 0 | 0 | 0 | 0 | 0 | 0 | 0 | 0
3) Energy Losses | 0 | 0 | 0 | 0 | 0 | 0 | 0 | 0 | 0 | 0 | 0 | 0 | 0 | 0 | 0 | 0 | 0 | 0 | 0 | 0 | 0 | 0 | 0 | 0 | 0 | 0 | 0 | 0 | 0 | 0 | 0 | 0 | 0 | 0 | 0 | 0 | 0 | 0 | 0 | 0 | 0
4) Insurance & Property Tax | 0 | 0 | 0 | 0 | 0 | 0 | 0 | 0 | 0 | 0 | 0 | 0 | 0 | 0 | 0 | 0 | 0 | 0 | 0 | 0 | 0 | 0 | 0 | 0 | 0 | 0 | 0 | 0 | 0 | 0 | 0 | 0 | 0 | 0 | 0 | 0 | 0 | 0 | 0 | 0 | 0
5) | 0 | 0 | 0 | 0 | 0 | 0 | 0 | 0 | 0 | 0 | 0 | 0 | 0 | 0 | 0 | 0 | 0 | 0 | 0 | 0 | 0 | 0 | 0 | 0 | 0 | 0 | 0 | 0 | 0 | 0 | 0 | 0 | 0 | 0 | 0 | 0 | 0 | 0 | 0 | 0 | 0
6) Early Retirement | 0 | 0 | 0 | 0 | 0 | 0 | 0 | 0 | 0 | 0 | 0 | 0 | 0 | 0 | 0 | 0 | 0 | 0 | 0 | 0 | 0 | 0 | 0 | 0 | 0 | 0 | 0 | 0 | 0 | 0 | 0 | 0 | 0 | 0 | 0 | 0 | 0 | 0 | 0 | 0 | 0
7) | 0 | 0 | 0 | 0 | 0 | 0 | 0 | 0 | 0 | 0 | 0 | 0 | 0 | 0 | 0 | 0 | 0 | 0 | 0 | 0 | 0 | 0 | 0 | 0 | 0 | 0 | 0 | 0 | 0 | 0 | 0 | 0 | 0 | 0 | 0 | 0 | 0 | 0 | 0 | 0 | 0
8) | 0 | 0 | 0 | 0 | 0 | 0 | 0 | 0 | 0 | 0 | 0 | 0 | 0 | 0 | 0 | 0 | 0 | 0 | 0 | 0 | 0 | 0 | 0 | 0 | 0 | 0 | 0 | 0 | 0 | 0 | 0 | 0 | 0 | 0 | 0 | 0 | 0 | 0 | 0 | 0 | 0
Total O&M | 0 | 10000 | 50000 | 40000 | 40000 | 40800 | 41616 | 42448.32 | 43297.2864 | 44163.2321 | 45046.4968 | 45947.4267 | 46866.3752 | 47803.7027 | 48759.7768 | 49734.9723 | 50729.6718 | 51744.2652 | 52779.1505 | 53834.7335 | 54911.4282 | 56009.6568 | 57129.8499 | 58272.4469 | 59437.8958 | 60626.6538 | 61839.1868 | 63075.9706 | 64337.49 | 65624.2398 | 66936.7246 | 68275.4591 | 69640.9682 | 71033.7876 | 72454.4634 | 73903.5526 | 75381.6237 | 76889.2562 | 78427.0413 | 79995.5821 | 81595.4937
Watson Lake Bi-Fuel Project - Purchase
Purchase
Transmission Cost Impact
Year | 2012 | 2013 | 2014 | 2015 | 2016 | 2017 | 2018 | 2019 | 2020 | 2021 | 2022 | 2023 | 2024 | 2025 | 2026 | 2027 | 2028 | 2029 | 2030 | 2031 | 2032 | 2033 | 2034 | 2035 | 2036 | 2037 | 2038 | 2039 | 2040 | 2041 | 2042 | 2043 | 2044 | 2045 | 2046 | 2047 | 2048 | 2049 | 2050 | 2051 | 2052
YEARLY DEPRECIATION: | 0 | 1 | 2 | 3 | 4 | 5 | 6 | 7 | 8 | 9 | 10 | 11 | 12 | 13 | 14 | 15 | 16 | 17 | 18 | 19 | 20 | 21 | 22 | 23 | 24 | 25 | 26 | 27 | 28 | 29 | 30 | 31 | 32 | 33 | 34 | 35 | 36 | 37 | 38 | 39 | 40 | Rates
1) Transmission | 0 | 45000 | 90000 | 90000 | 90000 | 90000 | 90000 | 90000 | 90000 | 90000 | 90000 | 90000 | 90000 | 90000 | 90000 | 90000 | 90000 | 90000 | 90000 | 90000 | 90000 | 45000 | 0 | 0 | 0 | 0 | 0 | 0 | 0 | 0 | 0 | 0 | 0 | 0 | 0 | 0 | 0 | 0 | 0 | 0 | 0 | 5%
2) | 0 | 0 | 0 | 0 | 0 | 0 | 0 | 0 | 0 | 0 | 0 | 0 | 0 | 0 | 0 | 0 | 0 | 0 | 0 | 0 | 0 | 0 | 0 | 0 | 0 | 0 | 0 | 0 | 0 | 0 | 0 | 0 | 0 | 0 | 0 | 0 | 0 | 0 | 0 | 0 | 0 | 0%
3) | 0 | 0 | 0 | 0 | 0 | 0 | 0 | 0 | 0 | 0 | 0 | 0 | 0 | 0 | 0 | 0 | 0 | 0 | 0 | 0 | 0 | 0 | 0 | 0 | 0 | 0 | 0 | 0 | 0 | 0 | 0 | 0 | 0 | 0 | 0 | 0 | 0 | 0 | 0 | 0 | 0 | 0%
4) | 0 | 0 | 0 | 0 | 0 | 0 | 0 | 0 | 0 | 0 | 0 | 0 | 0 | 0 | 0 | 0 | 0 | 0 | 0 | 0 | 0 | 0 | 0 | 0 | 0 | 0 | 0 | 0 | 0 | 0 | 0 | 0 | 0 | 0 | 0 | 0 | 0 | 0 | 0 | 0 | 0 | 0%
5) Transmission Communication | 0 | 0 | 0 | 0 | 0 | 0 | 0 | 0 | 0 | 0 | 0 | 0 | 0 | 0 | 0 | 0 | 0 | 0 | 0 | 0 | 0 | 0 | 0 | 0 | 0 | 0 | 0 | 0 | 0 | 0 | 0 | 0 | 0 | 0 | 0 | 0 | 0 | 0 | 0 | 0 | 0 | 5%
6) | 0 | 0 | 0 | 0 | 0 | 0 | 0 | 0 | 0 | 0 | 0 | 0 | 0 | 0 | 0 | 0 | 0 | 0 | 0 | 0 | 0 | 0 | 0 | 0 | 0 | 0 | 0 | 0 | 0 | 0 | 0 | 0 | 0 | 0 | 0 | 0 | 0 | 0 | 0 | 0 | 0 | 0%
7) | 0 | 0 | 0 | 0 | 0 | 0 | 0 | 0 | 0 | 0 | 0 | 0 | 0 | 0 | 0 | 0 | 0 | 0 | 0 | 0 | 0 | 0 | 0 | 0 | 0 | 0 | 0 | 0 | 0 | 0 | 0 | 0 | 0 | 0 | 0 | 0 | 0 | 0 | 0 | 0 | 0 | 0%
8) | 0 | 0 | 0 | 0 | 0 | 0 | 0 | 0 | 0 | 0 | 0 | 0 | 0 | 0 | 0 | 0 | 0 | 0 | 0 | 0 | 0 | 0 | 0 | 0 | 0 | 0 | 0 | 0 | 0 | 0 | 0 | 0 | 0 | 0 | 0 | 0 | 0 | 0 | 0 | 0 | 0 | 0%
Total Depreciation | 0 | 45000 | 90000 | 90000 | 90000 | 90000 | 90000 | 90000 | 90000 | 90000 | 90000 | 90000 | 90000 | 90000 | 90000 | 90000 | 90000 | 90000 | 90000 | 90000 | 90000 | 45000 | 0 | 0 | 0 | 0 | 0 | 0 | 0 | 0 | 0 | 0 | 0 | 0 | 0 | 0 | 0 | 0 | 0 | 0 | 0
ACCUMULATED DEPRECIATION: | 0 | 1 | 2 | 3 | 4 | 5 | 6 | 7 | 8 | 9 | 10 | 11 | 12 | 13 | 14 | 15 | 16 | 17 | 18 | 19 | 20 | 21 | 22 | 23 | 24 | 25 | 26 | 27 | 28 | 29 | 30 | 31 | 32 | 33 | 34 | 35 | 36 | 37 | 38 | 39 | 40
1) Transmission | 0 | 45000 | 135000 | 225000 | 315000 | 405000 | 495000 | 585000 | 675000 | 765000 | 855000 | 945000 | 1035000 | 1125000 | 1215000 | 1305000 | 1395000 | 1485000 | 1575000 | 1665000 | 1755000 | 1800000 | 1800000 | 1800000 | 1800000 | 1800000 | 1800000 | 1800000 | 1800000 | 1800000 | 1800000 | 1800000 | 1800000 | 1800000 | 1800000 | 1800000 | 1800000 | 1800000 | 1800000 | 1800000 | 1800000
2) | 0 | 0 | 0 | 0 | 0 | 0 | 0 | 0 | 0 | 0 | 0 | 0 | 0 | 0 | 0 | 0 | 0 | 0 | 0 | 0 | 0 | 0 | 0 | 0 | 0 | 0 | 0 | 0 | 0 | 0 | 0 | 0 | 0 | 0 | 0 | 0 | 0 | 0 | 0 | 0 | 0
3) | 0 | 0 | 0 | 0 | 0 | 0 | 0 | 0 | 0 | 0 | 0 | 0 | 0 | 0 | 0 | 0 | 0 | 0 | 0 | 0 | 0 | 0 | 0 | 0 | 0 | 0 | 0 | 0 | 0 | 0 | 0 | 0 | 0 | 0 | 0 | 0 | 0 | 0 | 0 | 0 | 0
4) | 0 | 0 | 0 | 0 | 0 | 0 | 0 | 0 | 0 | 0 | 0 | 0 | 0 | 0 | 0 | 0 | 0 | 0 | 0 | 0 | 0 | 0 | 0 | 0 | 0 | 0 | 0 | 0 | 0 | 0 | 0 | 0 | 0 | 0 | 0 | 0 | 0 | 0 | 0 | 0 | 0
5) Transmission Communication | 0 | 0 | 0 | 0 | 0 | 0 | 0 | 0 | 0 | 0 | 0 | 0 | 0 | 0 | 0 | 0 | 0 | 0 | 0 | 0 | 0 | 0 | 0 | 0 | 0 | 0 | 0 | 0 | 0 | 0 | 0 | 0 | 0 | 0 | 0 | 0 | 0 | 0 | 0 | 0 | 0
6) | 0 | 0 | 0 | 0 | 0 | 0 | 0 | 0 | 0 | 0 | 0 | 0 | 0 | 0 | 0 | 0 | 0 | 0 | 0 | 0 | 0 | 0 | 0 | 0 | 0 | 0 | 0 | 0 | 0 | 0 | 0 | 0 | 0 | 0 | 0 | 0 | 0 | 0 | 0 | 0 | 0
7) | 0 | 0 | 0 | 0 | 0 | 0 | 0 | 0 | 0 | 0 | 0 | 0 | 0 | 0 | 0 | 0 | 0 | 0 | 0 | 0 | 0 | 0 | 0 | 0 | 0 | 0 | 0 | 0 | 0 | 0 | 0 | 0 | 0 | 0 | 0 | 0 | 0 | 0 | 0 | 0 | 0
8) | 0 | 0 | 0 | 0 | 0 | 0 | 0 | 0 | 0 | 0 | 0 | 0 | 0 | 0 | 0 | 0 | 0 | 0 | 0 | 0 | 0 | 0 | 0 | 0 | 0 | 0 | 0 | 0 | 0 | 0 | 0 | 0 | 0 | 0 | 0 | 0 | 0 | 0 | 0 | 0 | 0
PROPERTY IN SERVICE (end yr): | 0 | 1 | 2 | 3 | 4 | 5 | 6 | 7 | 8 | 9 | 10 | 11 | 12 | 13 | 14 | 15 | 16 | 17 | 18 | 19 | 20 | 21 | 22 | 23 | 24 | 25 | 26 | 27 | 28 | 29 | 30 | 31 | 32 | 33 | 34 | 35 | 36 | 37 | 38 | 39 | 40
1) Transmission | 0 | 855000 | 1665000 | 1575000 | 1485000 | 1395000 | 1305000 | 1215000 | 1125000 | 1035000 | 945000 | 855000 | 765000 | 675000 | 585000 | 495000 | 405000 | 315000 | 225000 | 135000 | 45000 | 0 | 0 | 0 | 0 | 0 | 0 | 0 | 0 | 0 | 0 | 0 | 0 | 0 | 0 | 0 | 0 | 0 | 0 | 0 | 0
2) | 0 | 0 | 0 | 0 | 0 | 0 | 0 | 0 | 0 | 0 | 0 | 0 | 0 | 0 | 0 | 0 | 0 | 0 | 0 | 0 | 0 | 0 | 0 | 0 | 0 | 0 | 0 | 0 | 0 | 0 | 0 | 0 | 0 | 0 | 0 | 0 | 0 | 0 | 0 | 0 | 0
3) | 0 | 0 | 0 | 0 | 0 | 0 | 0 | 0 | 0 | 0 | 0 | 0 | 0 | 0 | 0 | 0 | 0 | 0 | 0 | 0 | 0 | 0 | 0 | 0 | 0 | 0 | 0 | 0 | 0 | 0 | 0 | 0 | 0 | 0 | 0 | 0 | 0 | 0 | 0 | 0 | 0
4) | 0 | 0 | 0 | 0 | 0 | 0 | 0 | 0 | 0 | 0 | 0 | 0 | 0 | 0 | 0 | 0 | 0 | 0 | 0 | 0 | 0 | 0 | 0 | 0 | 0 | 0 | 0 | 0 | 0 | 0 | 0 | 0 | 0 | 0 | 0 | 0 | 0 | 0 | 0 | 0 | 0
5) Transmission Communication | 0 | 0 | 0 | 0 | 0 | 0 | 0 | 0 | 0 | 0 | 0 | 0 | 0 | 0 | 0 | 0 | 0 | 0 | 0 | 0 | 0 | 0 | 0 | 0 | 0 | 0 | 0 | 0 | 0 | 0 | 0 | 0 | 0 | 0 | 0 | 0 | 0 | 0 | 0 | 0 | 0
6) | 0 | 0 | 0 | 0 | 0 | 0 | 0 | 0 | 0 | 0 | 0 | 0 | 0 | 0 | 0 | 0 | 0 | 0 | 0 | 0 | 0 | 0 | 0 | 0 | 0 | 0 | 0 | 0 | 0 | 0 | 0 | 0 | 0 | 0 | 0 | 0 | 0 | 0 | 0 | 0 | 0
7) | 0 | 0 | 0 | 0 | 0 | 0 | 0 | 0 | 0 | 0 | 0 | 0 | 0 | 0 | 0 | 0 | 0 | 0 | 0 | 0 | 0 | 0 | 0 | 0 | 0 | 0 | 0 | 0 | 0 | 0 | 0 | 0 | 0 | 0 | 0 | 0 | 0 | 0 | 0 | 0 | 0
8) | 0 | 0 | 0 | 0 | 0 | 0 | 0 | 0 | 0 | 0 | 0 | 0 | 0 | 0 | 0 | 0 | 0 | 0 | 0 | 0 | 0 | 0 | 0 | 0 | 0 | 0 | 0 | 0 | 0 | 0 | 0 | 0 | 0 | 0 | 0 | 0 | 0 | 0 | 0 | 0 | 0
Total Project Ratebase | 0 | 855000 | 1665000 | 1575000 | 1485000 | 1395000 | 1305000 | 1215000 | 1125000 | 1035000 | 945000 | 855000 | 765000 | 675000 | 585000 | 495000 | 405000 | 315000 | 225000 | 135000 | 45000 | 0 | 0 | 0 | 0 | 0 | 0 | 0 | 0 | 0 | 0 | 0 | 0 | 0 | 0 | 0 | 0 | 0 | 0 | 0 | 0
Watson Lake Bi-Fuel Project - Purchase |  |  | Return | Ratio | B.T. Cost | A.T. Cost
Purchase |  | Debt | 5.8% | 56% | 3.248% | 3.248%
Transmission Cost Impact |  | Preferred | 0% | 0% | 0% | 0% |  | Tax Rate | 30%
|  | Common | 9.21% | 44% | 5.789% | 4.052%
[5 empty] | 9.037% | 7.3%
CASH FLOWS SUMMARY:
|  |  |  | Revenue Requirements |  |  |  | Revenue |  | Surplus | CPV at | Used
Year | Ratebase | Return | Dep'n | Inc. Tax | O&M | Total |  | Allowance |  | (Deficit) | 9.037% | Year
0 2012 | 0 | 0 | 0 | 0 | 0 | 0 | 2012 NPV | 0 |  | 0 | 0 | 0
1 2013 | 855000 | 62418.42 | 45000 | 14849.1514 | 10000 | 132267.5714 | 2026612.6277 | 0 |  | -132267.5714 | -121305.0599 | 1 |  | 12723 | -33410003.6125
2 2014 | 1665000 | 121551.66 | 90000 | 28916.7686 | 50000 | 290468.4286 |  | 0 |  | -290468.4286 | -365619.9909 | 2 |  | 12723 | -33410003.6125
3 2015 | 1575000 | 114981.3 | 90000 | 27353.7 | 40000 | 272335 |  | 0 |  | -272335 | -575697.7474 | 3 |  | 0 | 0 |  |  | 0
4 2016 | 1485000 | 108410.94 | 90000 | 25790.6314 | 40000 | 264201.5714 |  | 0 |  | -264201.5714 | -762609.9023 | 4
5 2017 | 1395000 | 101840.58 | 90000 | 24227.5629 | 40800 | 256868.1429 |  | 0 |  | -256868.1429 | -929272.4171 | 5 |  | changes: | #DIV/0!
6 2018 | 1305000 | 95270.22 | 90000 | 22664.4943 | 41616 | 249550.7143 |  | 0 |  | -249550.7143 | -1077767.4885 | 6
7 2019 | 1215000 | 88699.86 | 90000 | 21101.4257 | 42448.32 | 242249.6057 |  | 0 |  | -242249.6057 | -1209970.6491 | 7 |  | Cont 2nd | 12723
8 2020 | 1125000 | 82129.5 | 90000 | 19538.3571 | 43297.2864 | 234965.1435 |  | 0 |  | -234965.1435 | -1327570.7614 | 8
9 2021 | 1035000 | 75559.14 | 90000 | 17975.2886 | 44163.2321 | 227697.6607 |  | 0 |  | -227697.6607 | -1432088.1144 | 9 |  | Cont_changed | #DIV/0!
10 2022 | 945000 | 68988.78 | 90000 | 16412.22 | 45046.4968 | 220447.4968 |  | 0 |  | -220447.4968 | -1524890.7994 | 10
11 2023 | 855000 | 62418.42 | 90000 | 14849.1514 | 45947.4267 | 213214.9981 |  | 0 |  | -213214.9981 | -1607209.5287 | 11
12 2024 | 765000 | 55848.06 | 90000 | 13286.0829 | 46866.3752 | 206000.5181 |  | 0 |  | -206000.5181 | -1680151.0399 | 12
13 2025 | 675000 | 49277.7 | 90000 | 11723.0143 | 47803.7027 | 198804.417 |  | 0 |  | -198804.417 | -1744710.2207 | 13
14 2026 | 585000 | 42707.34 | 90000 | 10159.9457 | 48759.7768 | 191627.0625 |  | 0 |  | -191627.0625 | -1801781.0732 | 14
15 2027 | 495000 | 36136.98 | 90000 | 8596.8771 | 49734.9723 | 184468.8295 |  | 0 |  | -184468.8295 | -1852166.6283 | 15
16 2028 | 405000 | 29566.62 | 90000 | 7033.8086 | 50729.6718 | 177330.1004 |  | 0 |  | -177330.1004 | -1896587.9066 | 16
17 2029 | 315000 | 22996.26 | 90000 | 5470.74 | 51744.2652 | 170211.2652 |  | 0 |  | -170211.2652 | -1935692.0187 | 17
18 2030 | 225000 | 16425.9 | 90000 | 3907.6714 | 52779.1505 | 163112.722 |  | 0 |  | -163112.722 | -1970059.4839 | 18
19 2031 | 135000 | 9855.54 | 90000 | 2344.6029 | 53834.7335 | 156034.8764 |  | 0 |  | -156034.8764 | -2000210.8424 | 19
20 2032 | 45000 | 3285.18 | 90000 | 781.5343 | 54911.4282 | 148978.1425 |  | 0 |  | -148978.1425 | -2026612.6277 | 20
21 2033 | 0 | 0 | 0 | 0 | 0 | 0 |  | 0 |  | 0 | -2026612.6277 | 21
22 2034 | 0 | 0 | 0 | 0 | 0 | 0 |  | 0 |  | 0 | -2026612.6277 | 22
23 2035 | 0 | 0 | 0 | 0 | 0 | 0 |  | 0 |  | 0 | -2026612.6277 | 23
24 2036 | 0 | 0 | 0 | 0 | 0 | 0 |  | 0 |  | 0 | -2026612.6277 | 24
25 2037 | 0 | 0 | 0 | 0 | 0 | 0 |  | 0 |  | 0 | -2026612.6277 | 25
26 2038 | 0 | 0 | 0 | 0 | 0 | 0 |  | 0 |  | 0 | -2026612.6277 | 26
27 2039 | 0 | 0 | 0 | 0 | 0 | 0 |  | 0 |  | 0 | -2026612.6277 | 27
28 2040 | 0 | 0 | 0 | 0 | 0 | 0 |  | 0 |  | 0 | -2026612.6277 | 28
29 2041 | 0 | 0 | 0 | 0 | 0 | 0 |  | 0 |  | 0 | -2026612.6277 | 29
30 2042 | 0 | 0 | 0 | 0 | 0 | 0 |  | 0 |  | 0 | -2026612.6277 | 30
31 2043 | 0 | 0 | 0 | 0 | 0 | 0 |  | 0 |  | 0 | -2026612.6277 | 31
32 2044 | 0 | 0 | 0 | 0 | 0 | 0 |  | 0 |  | 0 | -2026612.6277 | 32
33 2045 | 0 | 0 | 0 | 0 | 0 | 0 |  | 0 |  | 0 | -2026612.6277 | 33
34 2046 | 0 | 0 | 0 | 0 | 0 | 0 |  | 0 |  | 0 | -2026612.6277 | 34
35 2047 | 0 | 0 | 0 | 0 | 0 | 0 |  | 0 |  | 0 | -2026612.6277 | 35
36 2048 | 0 | 0 | 0 | 0 | 0 | 0 |  | 0 |  | 0 | -2026612.6277 | 36
37 2049 | 0 | 0 | 0 | 0 | 0 | 0 |  | 0 |  | 0 | -2026612.6277 | 37
38 2050 | 0 | 0 | 0 | 0 | 0 | 0 |  | 0 |  | 0 | -2026612.6277 | 38
39 2051 | 0 | 0 | 0 | 0 | 0 | 0 |  | 0 |  | 0 | -2026612.6277 | 39
40 2052 | 0 | 0 | 0 | 0 | 0 | 0 |  | 0 |  | 0 | -2026612.6277 | 40
Total Revenue Area: (combines the two revenue facades)
| 0 | 1 | 2 | 3 | 4 | 5 | 6 | 7 | 8 | 9 | 10 | 11 | 12 | 13 | 14 | 15 | 16 | 17 | 18 | 19 | 20 | 21 | 22 | 23 | 24 | 25 | 26 | 27 | 28 | 29 | 30 | 31 | 32 | 33 | 34 | 35 | 36 | 37 | 38 | 39 | 40
| 0 | 0 | 0 | 0 | 0 | 0 | 0 | 0 | 0 | 0 | 0 | 0 | 0 | 0 | 0 | 0 | 0 | 0 | 0 | 0 | 0 | 0 | 0 | 0 | 0 | 0 | 0 | 0 | 0 | 0 | 0 | 0 | 0 | 0 | 0 | 0 | 0 | 0 | 0 | 0 | 0
|  | 0 | 1 | 2 | 3 | 4 | 5 | 6 | 7 | 8 | 9 | 10 | 11 | 12 | 13 | 14 | 15 | 16 | 17 | 18 | 19 | 20 | 21 | 22 | 23 | 24 | 25 | 26 | 27 | 28 | 29 | 30 | 31 | 32 | 33 | 34 | 35 | 36 | 37 | 38 | 39

## Assumptions Alternative 2 (hidden)
ATCO Electric Project Economic Evaluation | [5 empty] | Input data in | blue
Alternative 2 Name
| Alternative 2 Description |  |  |  |  | Calculated on: | 2013-11-13 15:24
Cost Impact
Assumptions:
1 | Financial Parameters
| Distribution Capital Structure and Cost | [5 empty] | Generation Capital Structure and Cost | [5 empty] | Incremental Depreciation Rates: |  | Service Life | Rate
|  | Return | Ratio | B.T. Cost | A.T. Cost |  |  | Return | Ratio | B.T. Cost | A.T. Cost |  | Transmission |  | 20 | 5%
| Debt | 5.8% | 56% | 3.248% | 3.248% |  | Debt | 5.8% | 56% | 3.248% | 3.248% |  | Distribution |  | 20 | 5%
| Preferred | 0% | 0% | 0% | 0% |  | Preferred | 0% | 0% | 0% | 0% |  | Communication |  | 20 | 5%
| Common | 9.21% | 44% | 5.789% | 4.052% |  | Common | 9.21% | 44% | 5.789% | 4.052% |  | "D" Other |  | 20 | 5%
| TOTALS |  |  | 9.037% | 7.3% |  | TOTALS |  |  | 9.037% | 7.3%
| 0 | [5 empty] | 0 | [5 empty] | 0
| Income Taxes and Escalation |  |  |  | 2011 | 2012 | 2013 | 2014 | >=2015
| Federal and Provincial Income Tax |  |  |  | 31.5% | 30% | 30% | 30% | 30%
Escalation
|  | Capital (T&D) |  |  |  | 2% | 2% | 2% | 2%
|  | O & M (T&D) |  |  |  | 2% | 2% | 2% | 2%
(50/50 blend of rate of labour & materials)
| 0 |  |  | 2013 Income Taxes |  | 30%
2 | All analysis are based on |  | 20 | of costs.
3 | Embedded distribution capital and O&M costs are not considered in analysis.
4 | Base Year ($) |  | 2012
| In-Service Date |  | 2013
5 | Incremental Capital Spending:
|  |  | Annual Escalation Factor | 1 | 1.02 | 1.02 | 1.02 | 1.02 | 1.02 | 1.02 | 1.02 | 1.02 | 1.02 | 1.02 | 1.02 | 1.02 | 1.02 | 1.02 | 1.02 | 1.02 | 1.02 | 1.02 | 1.02 | 1.02 | 1.02 | 1.02 | 1.02 | 1.02 | 1.02 | 1.02 | 1.02 | 1.02 | 1.02 | 1.02 | 1.02 | 1.02 | 1.02 | 1.02 | 1.02 | 1.02 | 1.02 | 1.02 | 1.02 | 1.02
|  |  | Compounded Escalation Factor | 1 | 1.02 | 1.0404 | 1.0612 | 1.0824 | 1.1041 | 1.1262 | 1.1487 | 1.1717 | 1.1951 | 1.219 | 1.2434 | 1.2682 | 1.2936 | 1.3195 | 1.3459 | 1.3728 | 1.4002 | 1.4282 | 1.4568 | 1.4859 | 1.5157 | 1.546 | 1.5769 | 1.6084 | 1.6406 | 1.6734 | 1.7069 | 1.741 | 1.7758 | 1.8114 | 1.8476 | 1.8845 | 1.9222 | 1.9607 | 1.9999 | 2.0399 | 2.0807 | 2.1223 | 2.1647 | 2.208
|  |  | ISD Index | 0 | 1 | 0 | 0 | 0 | 0 | 0 | 0 | 0 | 0 | 0 | 0 | 0 | 0 | 0 | 0 | 0 | 0 | 0 | 0 | 0 | 0 | 0 | 0 | 0 | 0 | 0 | 0 | 0 | 0 | 0 | 0 | 0 | 0 | 0 | 0 | 0 | 0 | 0 | 0 | 0
|  |  |  | 2012 | 2013 | 2014 | 2015 | 2016 | 2017 | 2018 | 2019 | 2020 | 2021 | 2022 | 2023 | 2024 | 2025 | 2026 | 2027 | 2028 | 2029 | 2030 | 2031 | 2032 | 2033 | 2034 | 2035 | 2036 | 2037 | 2038 | 2039 | 2040 | 2041 | 2042 | 2043 | 2044 | 2045 | 2046 | 2047 | 2048 | 2049 | 2050 | 2051 | 2052
| Enter capital expenditures in 2012 dollars |  |  | 0 | 1 | 2 | 3 | 4 | 5 | 6 | 7 | 8 | 9 | 10 | 11 | 12 | 13 | 14 | 15 | 16 | 17 | 18 | 19 | 20 | 21 | 22 | 23 | 24 | 25 | 26 | 27 | 28 | 29 | 30 | 31 | 32 | 33 | 34 | 35 | 36 | 37 | 38 | 39 | 40 | Nom $ Total | Real $ Total
(include ES&G and Contingency)
| Transmission |  |  | 0 | 0 | 0 | 0 | 0 | 0 | 0 | 0 | 0 | 0 | 0 | 0 | 0 | 0 | 0 | 0 | 0 | 0 | 0 | 0 | 0 | 0 | 0 | 0 | 0 | 0 | 0 | 0 | 0 | 0 | 0 | 0 | 0 | 0 | 0 | 0 | 0 | 0 | 0 | 0 | 0 |  | 0
| (inflated) |  |  | 0 | 0 | 0 | 0 | 0 | 0 | 0 | 0 | 0 | 0 | 0 | 0 | 0 | 0 | 0 | 0 | 0 | 0 | 0 | 0 | 0 | 0 | 0 | 0 | 0 | 0 | 0 | 0 | 0 | 0 | 0 | 0 | 0 | 0 | 0 | 0 | 0 | 0 | 0 | 0 | 0 | 0
| Distribution |  |  | 0 | 0 | 0 | 0 | 0 | 0 | 0 | 0 | 0 | 0 | 0 | 0 | 0 | 0 | 0 | 0 | 0 | 0 | 0 | 0 | 0 | 0 | 0 | 0 | 0 | 0 | 0 | 0 | 0 | 0 | 0 | 0 | 0 | 0 | 0 | 0 | 0 | 0 | 0 | 0 | 0 |  | 0
| (inflated) |  |  | 0 | 0 | 0 | 0 | 0 | 0 | 0 | 0 | 0 | 0 | 0 | 0 | 0 | 0 | 0 | 0 | 0 | 0 | 0 | 0 | 0 | 0 | 0 | 0 | 0 | 0 | 0 | 0 | 0 | 0 | 0 | 0 | 0 | 0 | 0 | 0 | 0 | 0 | 0 | 0 | 0 | 0
| Distribution Communications |  |  | 0 | 0 | 0 | 0 | 0 | 0 | 0 | 0 | 0 | 0 | 0 | 0 | 0 | 0 | 0 | 0 | 0 | 0 | 0 | 0 | 0 | 0 | 0 | 0 | 0 | 0 | 0 | 0 | 0 | 0 | 0 | 0 | 0 | 0 | 0 | 0 | 0 | 0 | 0 | 0 | 0 |  | 0
| (inflated) |  |  | 0 | 0 | 0 | 0 | 0 | 0 | 0 | 0 | 0 | 0 | 0 | 0 | 0 | 0 | 0 | 0 | 0 | 0 | 0 | 0 | 0 | 0 | 0 | 0 | 0 | 0 | 0 | 0 | 0 | 0 | 0 | 0 | 0 | 0 | 0 | 0 | 0 | 0 | 0 | 0 | 0 | 0
| Transmission Communications |  |  | 0 | 0 | 0 | 0 | 0 | 0 | 0 | 0 | 0 | 0 | 0 | 0 | 0 | 0 | 0 | 0 | 0 | 0 | 0 | 0 | 0 | 0 | 0 | 0 | 0 | 0 | 0 | 0 | 0 | 0 | 0 | 0 | 0 | 0 | 0 | 0 | 0 | 0 | 0 | 0 | 0 |  | 0
| (inflated) | (Telecom / Telecontrol) |  | 0 | 0 | 0 | 0 | 0 | 0 | 0 | 0 | 0 | 0 | 0 | 0 | 0 | 0 | 0 | 0 | 0 | 0 | 0 | 0 | 0 | 0 | 0 | 0 | 0 | 0 | 0 | 0 | 0 | 0 | 0 | 0 | 0 | 0 | 0 | 0 | 0 | 0 | 0 | 0 | 0 | 0
| Distribution Other |  |  | 0 | 0 | 0 | 0 | 0 | 0 | 0 | 0 | 0 | 0 | 0 | 0 | 0 | 0 | 0 | 0 | 0 | 0 | 0 | 0 | 0 | 0 | 0 | 0 | 0 | 0 | 0 | 0 | 0 | 0 | 0 | 0 | 0 | 0 | 0 | 0 | 0 | 0 | 0 | 0 | 0 |  | 0
| (inflated) |  |  | 0 | 0 | 0 | 0 | 0 | 0 | 0 | 0 | 0 | 0 | 0 | 0 | 0 | 0 | 0 | 0 | 0 | 0 | 0 | 0 | 0 | 0 | 0 | 0 | 0 | 0 | 0 | 0 | 0 | 0 | 0 | 0 | 0 | 0 | 0 | 0 | 0 | 0 | 0 | 0 | 0 | 0
| Total Capital Cost (2012$) |  |  | 0 | 0 | 0 | 0 | 0 | 0 | 0 | 0 | 0 | 0 | 0 | 0 | 0 | 0 | 0 | 0 | 0 | 0 | 0 | 0 | 0 | 0 | 0 | 0 | 0 | 0 | 0 | 0 | 0 | 0 | 0 | 0 | 0 | 0 | 0 | 0 | 0 | 0 | 0 | 0 | 0
| Total Capital Cost (Nom$) |  |  | 0 | 0 | 0 | 0 | 0 | 0 | 0 | 0 | 0 | 0 | 0 | 0 | 0 | 0 | 0 | 0 | 0 | 0 | 0 | 0 | 0 | 0 | 0 | 0 | 0 | 0 | 0 | 0 | 0 | 0 | 0 | 0 | 0 | 0 | 0 | 0 | 0 | 0 | 0 | 0 | 0 | 0 | 0
Source:
6 | AFUDC Calculation & Ratebase:
|  | Calculate AFUDC | No | 2012 0: (yes or no)
|  |  |  | 2012 | 2013 | 2014 | 2015 | 2016 | 2017 | 2018 | 2019 | 2020 | 2021 | 2022 | 2023 | 2024 | 2025 | 2026 | 2027 | 2028 | 2029 | 2030 | 2031 | 2032 | 2033 | 2034 | 2035 | 2036 | 2037 | 2038 | 2039 | 2040 | 2041 | 2042 | 2043 | 2044 | 2045 | 2046 | 2047 | 2048 | 2049 | 2050 | 2051 | 2052 | Total Capital w/
| Transmission |  |  | 0 | 1 | 2 | 3 | 4 | 5 | 6 | 7 | 8 | 9 | 10 | 11 | 12 | 13 | 14 | 15 | 16 | 17 | 18 | 19 | 20 | 21 | 22 | 23 | 24 | 25 | 26 | 27 | 28 | 29 | 30 | 31 | 32 | 33 | 34 | 35 | 36 | 37 | 38 | 39 | 40 | escalation & AFUDC
|  |  | Opening Balance | 0 | 0 | 0 | 0 | 0 | 0 | 0 | 0 | 0 | 0 | 0 | 0 | 0 | 0 | 0 | 0 | 0 | 0 | 0 | 0 | 0 | 0 | 0 | 0 | 0 | 0 | 0 | 0 | 0 | 0 | 0 | 0 | 0 | 0 | 0 | 0 | 0 | 0 | 0 | 0 | 0
|  |  | Capital Addition | 0 | 0 | 0 | 0 | 0 | 0 | 0 | 0 | 0 | 0 | 0 | 0 | 0 | 0 | 0 | 0 | 0 | 0 | 0 | 0 | 0 | 0 | 0 | 0 | 0 | 0 | 0 | 0 | 0 | 0 | 0 | 0 | 0 | 0 | 0 | 0 | 0 | 0 | 0 | 0 | 0
|  |  | 7.3% | 0 | 0 | 0 | 0 | 0 | 0 | 0 | 0 | 0 | 0 | 0 | 0 | 0 | 0 | 0 | 0 | 0 | 0 | 0 | 0 | 0 | 0 | 0 | 0 | 0 | 0 | 0 | 0 | 0 | 0 | 0 | 0 | 0 | 0 | 0 | 0 | 0 | 0 | 0 | 0 | 0
|  |  | RATEBASE | 0 | 0 | 0 | 0 | 0 | 0 | 0 | 0 | 0 | 0 | 0 | 0 | 0 | 0 | 0 | 0 | 0 | 0 | 0 | 0 | 0 | 0 | 0 | 0 | 0 | 0 | 0 | 0 | 0 | 0 | 0 | 0 | 0 | 0 | 0 | 0 | 0 | 0 | 0 | 0 | 0 | 0
Distribution
|  |  | Opening Balance | 0 | 0 | 0 | 0 | 0 | 0 | 0 | 0 | 0 | 0 | 0 | 0 | 0 | 0 | 0 | 0 | 0 | 0 | 0 | 0 | 0 | 0 | 0 | 0 | 0 | 0 | 0 | 0 | 0 | 0 | 0 | 0 | 0 | 0 | 0 | 0 | 0 | 0 | 0 | 0 | 0
|  |  | Capital Addition | 0 | 0 | 0 | 0 | 0 | 0 | 0 | 0 | 0 | 0 | 0 | 0 | 0 | 0 | 0 | 0 | 0 | 0 | 0 | 0 | 0 | 0 | 0 | 0 | 0 | 0 | 0 | 0 | 0 | 0 | 0 | 0 | 0 | 0 | 0 | 0 | 0 | 0 | 0 | 0 | 0
|  |  | 7.3% | 0 | 0 | 0 | 0 | 0 | 0 | 0 | 0 | 0 | 0 | 0 | 0 | 0 | 0 | 0 | 0 | 0 | 0 | 0 | 0 | 0 | 0 | 0 | 0 | 0 | 0 | 0 | 0 | 0 | 0 | 0 | 0 | 0 | 0 | 0 | 0 | 0 | 0 | 0 | 0 | 0
|  |  | RATEBASE | 0 | 0 | 0 | 0 | 0 | 0 | 0 | 0 | 0 | 0 | 0 | 0 | 0 | 0 | 0 | 0 | 0 | 0 | 0 | 0 | 0 | 0 | 0 | 0 | 0 | 0 | 0 | 0 | 0 | 0 | 0 | 0 | 0 | 0 | 0 | 0 | 0 | 0 | 0 | 0 | 0 | 0
Distribution Communications
|  |  | Opening Balance | 0 | 0 | 0 | 0 | 0 | 0 | 0 | 0 | 0 | 0 | 0 | 0 | 0 | 0 | 0 | 0 | 0 | 0 | 0 | 0 | 0 | 0 | 0 | 0 | 0 | 0 | 0 | 0 | 0 | 0 | 0 | 0 | 0 | 0 | 0 | 0 | 0 | 0 | 0 | 0 | 0
|  |  | Capital Addition | 0 | 0 | 0 | 0 | 0 | 0 | 0 | 0 | 0 | 0 | 0 | 0 | 0 | 0 | 0 | 0 | 0 | 0 | 0 | 0 | 0 | 0 | 0 | 0 | 0 | 0 | 0 | 0 | 0 | 0 | 0 | 0 | 0 | 0 | 0 | 0 | 0 | 0 | 0 | 0 | 0
|  |  | 7.3% | 0 | 0 | 0 | 0 | 0 | 0 | 0 | 0 | 0 | 0 | 0 | 0 | 0 | 0 | 0 | 0 | 0 | 0 | 0 | 0 | 0 | 0 | 0 | 0 | 0 | 0 | 0 | 0 | 0 | 0 | 0 | 0 | 0 | 0 | 0 | 0 | 0 | 0 | 0 | 0 | 0
|  |  | RATEBASE | 0 | 0 | 0 | 0 | 0 | 0 | 0 | 0 | 0 | 0 | 0 | 0 | 0 | 0 | 0 | 0 | 0 | 0 | 0 | 0 | 0 | 0 | 0 | 0 | 0 | 0 | 0 | 0 | 0 | 0 | 0 | 0 | 0 | 0 | 0 | 0 | 0 | 0 | 0 | 0 | 0 | 0
Transmission Communications
|  |  | Opening Balance | 0 | 0 | 0 | 0 | 0 | 0 | 0 | 0 | 0 | 0 | 0 | 0 | 0 | 0 | 0 | 0 | 0 | 0 | 0 | 0 | 0 | 0 | 0 | 0 | 0 | 0 | 0 | 0 | 0 | 0 | 0 | 0 | 0 | 0 | 0 | 0 | 0 | 0 | 0 | 0 | 0
|  |  | Capital Addition | 0 | 0 | 0 | 0 | 0 | 0 | 0 | 0 | 0 | 0 | 0 | 0 | 0 | 0 | 0 | 0 | 0 | 0 | 0 | 0 | 0 | 0 | 0 | 0 | 0 | 0 | 0 | 0 | 0 | 0 | 0 | 0 | 0 | 0 | 0 | 0 | 0 | 0 | 0 | 0 | 0
|  |  | 7.3% | 0 | 0 | 0 | 0 | 0 | 0 | 0 | 0 | 0 | 0 | 0 | 0 | 0 | 0 | 0 | 0 | 0 | 0 | 0 | 0 | 0 | 0 | 0 | 0 | 0 | 0 | 0 | 0 | 0 | 0 | 0 | 0 | 0 | 0 | 0 | 0 | 0 | 0 | 0 | 0 | 0
|  |  | RATEBASE | 0 | 0 | 0 | 0 | 0 | 0 | 0 | 0 | 0 | 0 | 0 | 0 | 0 | 0 | 0 | 0 | 0 | 0 | 0 | 0 | 0 | 0 | 0 | 0 | 0 | 0 | 0 | 0 | 0 | 0 | 0 | 0 | 0 | 0 | 0 | 0 | 0 | 0 | 0 | 0 | 0 | 0
Distribution Other
|  |  | Opening Balance | 0 | 0 | 0 | 0 | 0 | 0 | 0 | 0 | 0 | 0 | 0 | 0 | 0 | 0 | 0 | 0 | 0 | 0 | 0 | 0 | 0 | 0 | 0 | 0 | 0 | 0 | 0 | 0 | 0 | 0 | 0 | 0 | 0 | 0 | 0 | 0 | 0 | 0 | 0 | 0 | 0
|  |  | Capital Addition | 0 | 0 | 0 | 0 | 0 | 0 | 0 | 0 | 0 | 0 | 0 | 0 | 0 | 0 | 0 | 0 | 0 | 0 | 0 | 0 | 0 | 0 | 0 | 0 | 0 | 0 | 0 | 0 | 0 | 0 | 0 | 0 | 0 | 0 | 0 | 0 | 0 | 0 | 0 | 0 | 0
|  |  | 7.3% | 0 | 0 | 0 | 0 | 0 | 0 | 0 | 0 | 0 | 0 | 0 | 0 | 0 | 0 | 0 | 0 | 0 | 0 | 0 | 0 | 0 | 0 | 0 | 0 | 0 | 0 | 0 | 0 | 0 | 0 | 0 | 0 | 0 | 0 | 0 | 0 | 0 | 0 | 0 | 0 | 0
|  |  | RATEBASE | 0 | 0 | 0 | 0 | 0 | 0 | 0 | 0 | 0 | 0 | 0 | 0 | 0 | 0 | 0 | 0 | 0 | 0 | 0 | 0 | 0 | 0 | 0 | 0 | 0 | 0 | 0 | 0 | 0 | 0 | 0 | 0 | 0 | 0 | 0 | 0 | 0 | 0 | 0 | 0 | 0 | 0
Total Rate Base
|  |  | Opening Balance | 0 | 0 | 0 | 0 | 0 | 0 | 0 | 0 | 0 | 0 | 0 | 0 | 0 | 0 | 0 | 0 | 0 | 0 | 0 | 0 | 0 | 0 | 0 | 0 | 0 | 0 | 0 | 0 | 0 | 0 | 0 | 0 | 0 | 0 | 0 | 0 | 0 | 0 | 0 | 0 | 0
|  |  | Capital Addition | 0 | 0 | 0 | 0 | 0 | 0 | 0 | 0 | 0 | 0 | 0 | 0 | 0 | 0 | 0 | 0 | 0 | 0 | 0 | 0 | 0 | 0 | 0 | 0 | 0 | 0 | 0 | 0 | 0 | 0 | 0 | 0 | 0 | 0 | 0 | 0 | 0 | 0 | 0 | 0 | 0
|  |  | AFUDC | 0 | 0 | 0 | 0 | 0 | 0 | 0 | 0 | 0 | 0 | 0 | 0 | 0 | 0 | 0 | 0 | 0 | 0 | 0 | 0 | 0 | 0 | 0 | 0 | 0 | 0 | 0 | 0 | 0 | 0 | 0 | 0 | 0 | 0 | 0 | 0 | 0 | 0 | 0 | 0 | 0
|  |  | RATEBASE | 0 | 0 | 0 | 0 | 0 | 0 | 0 | 0 | 0 | 0 | 0 | 0 | 0 | 0 | 0 | 0 | 0 | 0 | 0 | 0 | 0 | 0 | 0 | 0 | 0 | 0 | 0 | 0 | 0 | 0 | 0 | 0 | 0 | 0 | 0 | 0 | 0 | 0 | 0 | 0 | 0 | 0
7 | Incremental Operation and Maintenance Costs:
|  |  | Annual Escalation Factor | 1 | 1.02 | 1.02 | 1.02 | 1.02 | 1.02 | 1.02 | 1.02 | 1.02 | 1.02 | 1.02 | 1.02 | 1.02 | 1.02 | 1.02 | 1.02 | 1.02 | 1.02 | 1.02 | 1.02 | 1.02 | 1.02 | 1.02 | 1.02 | 1.02 | 1.02 | 1.02 | 1.02 | 1.02 | 1.02 | 1.02 | 1.02 | 1.02 | 1.02 | 1.02 | 1.02 | 1.02 | 1.02 | 1.02 | 1.02 | 1.02
|  |  | Compounded Escalation Factor | 1 | 1.02 | 1.0404 | 1.0612 | 1.0824 | 1.1041 | 1.1262 | 1.1487 | 1.1717 | 1.1951 | 1.219 | 1.2434 | 1.2682 | 1.2936 | 1.3195 | 1.3459 | 1.3728 | 1.4002 | 1.4282 | 1.4568 | 1.4859 | 1.5157 | 1.546 | 1.5769 | 1.6084 | 1.6406 | 1.6734 | 1.7069 | 1.741 | 1.7758 | 1.8114 | 1.8476 | 1.8845 | 1.9222 | 1.9607 | 1.9999 | 2.0399 | 2.0807 | 2.1223 | 2.1647 | 2.208
|  |  | ISD Index | 0 | 1 | 0 | 0 | 0 | 0 | 0 | 0 | 0 | 0 | 0 | 0 | 0 | 0 | 0 | 0 | 0 | 0 | 0 | 0 | 0 | 0 | 0 | 0 | 0 | 0 | 0 | 0 | 0 | 0 | 0 | 0 | 0 | 0 | 0 | 0 | 0 | 0 | 0 | 0 | 0
| O&M Calculated based on Percentage of Rate Base (Nom$) |  |  | (yes or no) 2013 1: Yes; (yes or no) 2014 2: (yes or no)
If non-linear O&M is required, manually input the data into the Manual Input table.
O & M based on a percentage of capital cost at ISD, escalated thereafter.
|  |  |  | 2012 | 2013 | 2014 | 2015 | 2016 | 2017 | 2018 | 2019 | 2020 | 2021 | 2022 | 2023 | 2024 | 2025 | 2026 | 2027 | 2028 | 2029 | 2030 | 2031 | 2032 | 2033 | 2034 | 2035 | 2036 | 2037 | 2038 | 2039 | 2040 | 2041 | 2042 | 2043 | 2044 | 2045 | 2046 | 2047 | 2048 | 2049 | 2050 | 2051 | 2052
|  |  | O&M Rates | 0 | 1 | 2 | 3 | 4 | 5 | 6 | 7 | 8 | 9 | 10 | 11 | 12 | 13 | 14 | 15 | 16 | 17 | 18 | 19 | 20 | 21 | 22 | 23 | 24 | 25 | 26 | 27 | 28 | 29 | 30 | 31 | 32 | 33 | 34 | 35 | 36 | 37 | 38 | 39 | 40
| Transmission Rate = |  | 0% | 0 | 0 | 0 | 0 | 0 | 0 | 0 | 0 | 0 | 0 | 0 | 0 | 0 | 0 | 0 | 0 | 0 | 0 | 0 | 0 | 0 | 0 | 0 | 0 | 0 | 0 | 0 | 0 | 0 | 0 | 0 | 0 | 0 | 0 | 0 | 0 | 0 | 0 | 0 | 0 | 0
| Distribution Rate = |  | 0% | 0 | 0 | 0 | 0 | 0 | 0 | 0 | 0 | 0 | 0 | 0 | 0 | 0 | 0 | 0 | 0 | 0 | 0 | 0 | 0 | 0 | 0 | 0 | 0 | 0 | 0 | 0 | 0 | 0 | 0 | 0 | 0 | 0 | 0 | 0 | 0 | 0 | 0 | 0 | 0 | 0
| Distribution Communications Rate = |  | 0% | 0 | 0 | 0 | 0 | 0 | 0 | 0 | 0 | 0 | 0 | 0 | 0 | 0 | 0 | 0 | 0 | 0 | 0 | 0 | 0 | 0 | 0 | 0 | 0 | 0 | 0 | 0 | 0 | 0 | 0 | 0 | 0 | 0 | 0 | 0 | 0 | 0 | 0 | 0 | 0 | 0
| Transmission Communications Rate = |  | 0% | 0 | 0 | 0 | 0 | 0 | 0 | 0 | 0 | 0 | 0 | 0 | 0 | 0 | 0 | 0 | 0 | 0 | 0 | 0 | 0 | 0 | 0 | 0 | 0 | 0 | 0 | 0 | 0 | 0 | 0 | 0 | 0 | 0 | 0 | 0 | 0 | 0 | 0 | 0 | 0 | 0
| Distribution Other Rate = |  | 0% | 0 | 0 | 0 | 0 | 0 | 0 | 0 | 0 | 0 | 0 | 0 | 0 | 0 | 0 | 0 | 0 | 0 | 0 | 0 | 0 | 0 | 0 | 0 | 0 | 0 | 0 | 0 | 0 | 0 | 0 | 0 | 0 | 0 | 0 | 0 | 0 | 0 | 0 | 0 | 0 | 0
|  | Total |  | 0 | 0 | 0 | 0 | 0 | 0 | 0 | 0 | 0 | 0 | 0 | 0 | 0 | 0 | 0 | 0 | 0 | 0 | 0 | 0 | 0 | 0 | 0 | 0 | 0 | 0 | 0 | 0 | 0 | 0 | 0 | 0 | 0 | 0 | 0 | 0 | 0 | 0 | 0 | 0 | 0
O&M Manual Input (2012$)
|  |  |  | 0 | 1 | 2 | 3 | 4 | 5 | 6 | 7 | 8 | 9 | 10 | 11 | 12 | 13 | 14 | 15 | 16 | 17 | 18 | 19 | 20 | 21 | 22 | 23 | 24 | 25 | 26 | 27 | 28 | 29 | 30 | 31 | 32 | 33 | 34 | 35 | 36 | 37 | 38 | 39 | 40
|  | Transmission O&M |  | 0 | 0 | 0 | 0 | 0 | 0 | 0 | 0 | 0 | 0 | 0 | 0 | 0 | 0 | 0 | 0 | 0 | 0 | 0 | 0 | 0 | 0 | 0 | 0 | 0 | 0 | 0 | 0 | 0 | 0 | 0 | 0 | 0 | 0 | 0 | 0 | 0 | 0 | 0 | 0 | 0
|  | Distribution O&M |  | 0 | 0 | 0 | 0 | 0 | 0 | 0 | 0 | 0 | 0 | 0 | 0 | 0 | 0 | 0 | 0 | 0 | 0 | 0 | 0 | 0 | 0 | 0 | 0 | 0 | 0 | 0 | 0 | 0 | 0 | 0 | 0 | 0 | 0 | 0 | 0 | 0 | 0 | 0 | 0 | 0
|  | Distribution Communications O&M |  | 0 | 0 | 0 | 0 | 0 | 0 | 0 | 0 | 0 | 0 | 0 | 0 | 0 | 0 | 0 | 0 | 0 | 0 | 0 | 0 | 0 | 0 | 0 | 0 | 0 | 0 | 0 | 0 | 0 | 0 | 0 | 0 | 0 | 0 | 0 | 0 | 0 | 0 | 0 | 0 | 0
|  | Transmission Communications O&M |  | 0 | 0 | 0 | 0 | 0 | 0 | 0 | 0 | 0 | 0 | 0 | 0 | 0 | 0 | 0 | 0 | 0 | 0 | 0 | 0 | 0 | 0 | 0 | 0 | 0 | 0 | 0 | 0 | 0 | 0 | 0 | 0 | 0 | 0 | 0 | 0 | 0 | 0 | 0 | 0 | 0
|  | Distribution Other O&M |  | 0 | 0 | 0 | 0 | 0 | 0 | 0 | 0 | 0 | 0 | 0 | 0 | 0 | 0 | 0 | 0 | 0 | 0 | 0 | 0 | 0 | 0 | 0 | 0 | 0 | 0 | 0 | 0 | 0 | 0 | 0 | 0 | 0 | 0 | 0 | 0 | 0 | 0 | 0 | 0 | 0
|  |  |  | 0 | 0 | 0 | 0 | 0 | 0 | 0 | 0 | 0 | 0 | 0 | 0 | 0 | 0 | 0 | 0 | 0 | 0 | 0 | 0 | 0 | 0 | 0 | 0 | 0 | 0 | 0 | 0 | 0 | 0 | 0 | 0 | 0 | 0 | 0 | 0 | 0 | 0 | 0 | 0 | 0
Escalated Manually Input O&M (Nom$)
|  |  |  | 0 | 1 | 2 | 3 | 4 | 5 | 6 | 7 | 8 | 9 | 10 | 11 | 12 | 13 | 14 | 15 | 16 | 17 | 18 | 19 | 20 | 21 | 22 | 23 | 24 | 25 | 26 | 27 | 28 | 29 | 30 | 31 | 32 | 33 | 34 | 35 | 36 | 37 | 38 | 39 | 40
|  | Transmission O&M |  | 0 | 0 | 0 | 0 | 0 | 0 | 0 | 0 | 0 | 0 | 0 | 0 | 0 | 0 | 0 | 0 | 0 | 0 | 0 | 0 | 0 | 0 | 0 | 0 | 0 | 0 | 0 | 0 | 0 | 0 | 0 | 0 | 0 | 0 | 0 | 0 | 0 | 0 | 0 | 0 | 0
|  | Distribution O&M |  | 0 | 0 | 0 | 0 | 0 | 0 | 0 | 0 | 0 | 0 | 0 | 0 | 0 | 0 | 0 | 0 | 0 | 0 | 0 | 0 | 0 | 0 | 0 | 0 | 0 | 0 | 0 | 0 | 0 | 0 | 0 | 0 | 0 | 0 | 0 | 0 | 0 | 0 | 0 | 0 | 0
|  | Distribution Communications O&M |  | 0 | 0 | 0 | 0 | 0 | 0 | 0 | 0 | 0 | 0 | 0 | 0 | 0 | 0 | 0 | 0 | 0 | 0 | 0 | 0 | 0 | 0 | 0 | 0 | 0 | 0 | 0 | 0 | 0 | 0 | 0 | 0 | 0 | 0 | 0 | 0 | 0 | 0 | 0 | 0 | 0
|  | Transmission Communications O&M |  | 0 | 0 | 0 | 0 | 0 | 0 | 0 | 0 | 0 | 0 | 0 | 0 | 0 | 0 | 0 | 0 | 0 | 0 | 0 | 0 | 0 | 0 | 0 | 0 | 0 | 0 | 0 | 0 | 0 | 0 | 0 | 0 | 0 | 0 | 0 | 0 | 0 | 0 | 0 | 0 | 0
|  | Distribution Other O&M |  | 0 | 0 | 0 | 0 | 0 | 0 | 0 | 0 | 0 | 0 | 0 | 0 | 0 | 0 | 0 | 0 | 0 | 0 | 0 | 0 | 0 | 0 | 0 | 0 | 0 | 0 | 0 | 0 | 0 | 0 | 0 | 0 | 0 | 0 | 0 | 0 | 0 | 0 | 0 | 0 | 0
|  |  |  | 0 | 0 | 0 | 0 | 0 | 0 | 0 | 0 | 0 | 0 | 0 | 0 | 0 | 0 | 0 | 0 | 0 | 0 | 0 | 0 | 0 | 0 | 0 | 0 | 0 | 0 | 0 | 0 | 0 | 0 | 0 | 0 | 0 | 0 | 0 | 0 | 0 | 0 | 0 | 0 | 0
Source:
8 | Incremental Annual Operation and Maintenance Savings:
Manually input the continuous O&M savings. The savings will appear at the ISD and will automatically extrapolate thereafter.
If there are non-continuous savings, manually input the amounts in the corresponding years as negative numbers in the above Section #7.
[5 empty] | Savings in |  |  | Escalated
[5 empty] | 2012 Dollars | (Enter negative numbers) |  | Savings in ISD Year (2013)
|  |  | Transmission | 1: 0; 4: 0
|  |  | Distribution | 1: 0; 4: 0
|  |  | Distribution Communications | 1: 0; 4: 0
|  |  | Transmission Communications | 1: 0; 4: 0
|  |  | Distribution Other | 1: 0; 4: 0
[5 empty] | 0 |  |  | 0
|  |  | Source: | 1: Savings will be escalated after year 1
9 | Load and Assumptions:
If additional load is required in subsequent years, manually input the data in corresponding years. This is for information only.
[6 empty] | Distribution | Transmission
| Current Peak Load: |  | 0 | 0: Load Factor:; 2: 80%; 3: 83%
| Load Growth Forecast: |  | 0% | 0: Loss Factor:; 2: 65.27%; 3: 70.03%
|  |  |  | Growth Loss Factor: |  | 0% | 0%
Source: Bruce Ramsay, Load Research
|  |  |  | 0 | 1 | 2 | 3 | 4 | 5 | 6 | 7 | 8 | 9 | 10 | 11 | 12 | 13 | 14 | 15 | 16 | 17 | 18 | 19 | 20 | 21 | 22 | 23 | 24 | 25 | 26 | 27 | 28 | 29 | 30 | 31 | 32 | 33 | 34 | 35 | 36 | 37 | 38 | 39 | 40
|  |  |  | 2012 | 2013 | 2014 | 2015 | 2016 | 2017 | 2018 | 2019 | 2020 | 2021 | 2022 | 2023 | 2024 | 2025 | 2026 | 2027 | 2028 | 2029 | 2030 | 2031 | 2032 | 2033 | 2034 | 2035 | 2036 | 2037 | 2038 | 2039 | 2040 | 2041 | 2042 | 2043 | 2044 | 2045 | 2046 | 2047 | 2048 | 2049 | 2050 | 2051 | 2052
|  |  | Peak Load: | 0 | 0 | 0 | 0 | 0 | 0 | 0 | 0 | 0 | 0 | 0 | 0 | 0 | 0 | 0 | 0 | 0 | 0 | 0 | 0 | 0 | 0 | 0 | 0 | 0 | 0 | 0 | 0 | 0 | 0 | 0 | 0 | 0 | 0 | 0 | 0 | 0 | 0 | 0 | 0 | 0
|  |  | Manual Load Input: | 0 | 0 | 0 | 0 | 0 | 0 | 0 | 0 | 0 | 0 | 0 | 0 | 0 | 0 | 0 | 0 | 0 | 0 | 0 | 0 | 0 | 0 | 0 | 0 | 0 | 0 | 0 | 0 | 0 | 0 | 0 | 0 | 0 | 0 | 0 | 0 | 0 | 0 | 0 | 0 | 0
|  |  | TOTAL Load: | 0 | 0 | 0 | 0 | 0 | 0 | 0 | 0 | 0 | 0 | 0 | 0 | 0 | 0 | 0 | 0 | 0 | 0 | 0 | 0 | 0 | 0 | 0 | 0 | 0 | 0 | 0 | 0 | 0 | 0 | 0 | 0 | 0 | 0 | 0 | 0 | 0 | 0 | 0 | 0 | 0
Source:
10 | Distribution Peak Line Losses:
(yes or no)
|  | Distribution Losses @ ISD: | 0 | Source: Bruce Ramsay, Load Research 0 2012: Future losses based on Growth Loss Factor; Source: Bruce Ramsay, Load Research 3 2015: Yes; Source: Bruce Ramsay, Load Research 4 2016: (if no, manually input the Losses in the corresponding year)
|  |  |  | 0 | 1 | 2 | 3 | 4 | 5 | 6 | 7 | 8 | 9 | 10 | 11 | 12 | 13 | 14 | 15 | 16 | 17 | 18 | 19 | 20 | 21 | 22 | 23 | 24 | 25 | 26 | 27 | 28 | 29 | 30 | 31 | 32 | 33 | 34 | 35 | 36 | 37 | 38 | 39 | 40
|  |  |  | 2012 | 2013 | 2014 | 2015 | 2016 | 2017 | 2018 | 2019 | 2020 | 2021 | 2022 | 2023 | 2024 | 2025 | 2026 | 2027 | 2028 | 2029 | 2030 | 2031 | 2032 | 2033 | 2034 | 2035 | 2036 | 2037 | 2038 | 2039 | 2040 | 2041 | 2042 | 2043 | 2044 | 2045 | 2046 | 2047 | 2048 | 2049 | 2050 | 2051 | 2052
|  |  | Distribution Peak Losses: | 0 | 0 | 0 | 0 | 0 | 0 | 0 | 0 | 0 | 0 | 0 | 0 | 0 | 0 | 0 | 0 | 0 | 0 | 0 | 0 | 0 | 0 | 0 | 0 | 0 | 0 | 0 | 0 | 0 | 0 | 0 | 0 | 0 | 0 | 0 | 0 | 0 | 0 | 0 | 0 | 0
|  |  | Manual Loss Input: | 0 | 0 | 0 | 0 | 0 | 0 | 0 | 0 | 0 | 0 | 0 | 0 | 0 | 0 | 0 | 0 | 0 | 0 | 0 | 0 | 0 | 0 | 0 | 0 | 0 | 0 | 0 | 0 | 0 | 0 | 0 | 0 | 0 | 0 | 0 | 0 | 0 | 0 | 0 | 0 | 0
|  |  | TOTAL: | 0 | 0 | 0 | 0 | 0 | 0 | 0 | 0 | 0 | 0 | 0 | 0 | 0 | 0 | 0 | 0 | 0 | 0 | 0 | 0 | 0 | 0 | 0 | 0 | 0 | 0 | 0 | 0 | 0 | 0 | 0 | 0 | 0 | 0 | 0 | 0 | 0 | 0 | 0 | 0 | 0
Source:
11 | Transmission Peak Line Losses:
(yes or no)
|  | Transmission Losses @ ISD: | 0 | Future losses based on Growth Loss Factor 0 2012: Future losses based on Growth Loss Factor; Yes 3 2015: Yes; (if no, manually input the Losses in the corresponding year) 4 2016: (if no, manually input the Losses in the corresponding year)
|  |  |  | 0 | 1 | 2 | 3 | 4 | 5 | 6 | 7 | 8 | 9 | 10 | 11 | 12 | 13 | 14 | 15 | 16 | 17 | 18 | 19 | 20 | 21 | 22 | 23 | 24 | 25 | 26 | 27 | 28 | 29 | 30 | 31 | 32 | 33 | 34 | 35 | 36 | 37 | 38 | 39 | 40
|  |  |  | 2012 | 2013 | 2014 | 2015 | 2016 | 2017 | 2018 | 2019 | 2020 | 2021 | 2022 | 2023 | 2024 | 2025 | 2026 | 2027 | 2028 | 2029 | 2030 | 2031 | 2032 | 2033 | 2034 | 2035 | 2036 | 2037 | 2038 | 2039 | 2040 | 2041 | 2042 | 2043 | 2044 | 2045 | 2046 | 2047 | 2048 | 2049 | 2050 | 2051 | 2052
|  |  | Transmission Peak Losses: | 0 | 0 | 0 | 0 | 0 | 0 | 0 | 0 | 0 | 0 | 0 | 0 | 0 | 0 | 0 | 0 | 0 | 0 | 0 | 0 | 0 | 0 | 0 | 0 | 0 | 0 | 0 | 0 | 0 | 0 | 0 | 0 | 0 | 0 | 0 | 0 | 0 | 0 | 0 | 0 | 0
|  |  | Manual Input: | 0 | 0 | 0 | 0 | 0 | 0 | 0 | 0 | 0 | 0 | 0 | 0 | 0 | 0 | 0 | 0 | 0 | 0 | 0 | 0 | 0 | 0 | 0 | 0 | 0 | 0 | 0 | 0 | 0 | 0 | 0 | 0 | 0 | 0 | 0 | 0 | 0 | 0 | 0 | 0 | 0
|  |  | TOTAL: | 0 | 0 | 0 | 0 | 0 | 0 | 0 | 0 | 0 | 0 | 0 | 0 | 0 | 0 | 0 | 0 | 0 | 0 | 0 | 0 | 0 | 0 | 0 | 0 | 0 | 0 | 0 | 0 | 0 | 0 | 0 | 0 | 0 | 0 | 0 | 0 | 0 | 0 | 0 | 0 | 0
Source:
12 | Cost of Energy: |  | 2012 | Future losses based on Growth Loss Factor 0 2012: 2013; Future losses based on Growth Loss Factor 1 2013: 2014; Future losses based on Growth Loss Factor 2 2014: 2015; Yes 3 2015: 2016; (if no, manually input the Losses in the corresponding year) 4 2016: Escalation therafter
| Power Pool Energy Price ($/MWh) |  | 70.875 | Future losses based on Growth Loss Factor 0 2012: 51.5; Future losses based on Growth Loss Factor 1 2013: 47.5; Future losses based on Growth Loss Factor 2 2014: 51; Yes 3 2015: 54.5; (if no, manually input the Losses in the corresponding year) 4 2016: 2%
| Source: | Chase Energy Report dated May 2, 2013
13 | Distribution Line Loss Calculation:
(Peak Losses x (LF)^1.912 x 8,760 x Price)
|  |  |  | 2012 | 2013 | 2014 | 2015 | 2016 | 2017 | 2018 | 2019 | 2020 | 2021 | 2022 | 2023 | 2024 | 2025 | 2026 | 2027 | 2028 | 2029 | 2030 | 2031 | 2032 | 2033 | 2034 | 2035 | 2036 | 2037 | 2038 | 2039 | 2040 | 2041 | 2042 | 2043 | 2044 | 2045 | 2046 | 2047 | 2048 | 2049 | 2050 | 2051 | 2052
|  |  |  | 0 | 1 | 2 | 3 | 4 | 5 | 6 | 7 | 8 | 9 | 10 | 11 | 12 | 13 | 14 | 15 | 16 | 17 | 18 | 19 | 20 | 21 | 22 | 23 | 24 | 25 | 26 | 27 | 28 | 29 | 30 | 31 | 32 | 33 | 34 | 35 | 36 | 37 | 38 | 39 | 40
|  | Line Losses (kW.h) |  | 0 | 0 | 0 | 0 | 0 | 0 | 0 | 0 | 0 | 0 | 0 | 0 | 0 | 0 | 0 | 0 | 0 | 0 | 0 | 0 | 0 | 0 | 0 | 0 | 0 | 0 | 0 | 0 | 0 | 0 | 0 | 0 | 0 | 0 | 0 | 0 | 0 | 0 | 0 | 0 | 0
|  | Cost of Energy (Nom$/kWh) |  | 0.070875 | 0.0515 | 0.0475 | 0.051 | 0.0545 | 0.05559 | 0.056702 | 0.057836 | 0.058993 | 0.060172 | 0.061376 | 0.062603 | 0.063855 | 0.065133 | 0.066435 | 0.067764 | 0.069119 | 0.070502 | 0.071912 | 0.07335 | 0.074817 | 0.076313 | 0.077839 | 0.079396 | 0.080984 | 0.082604 | 0.084256 | 0.085941 | 0.08766 | 0.089413 | 0.091201 | 0.093025 | 0.094886 | 0.096784 | 0.098719 | 0.10069 | 0.10271 | 0.10476 | 0.10686 | 0.10899 | 0.11117
|  | Line Loss Value (Nom$) |  | 0 | 0 | 0 | 0 | 0 | 0 | 0 | 0 | 0 | 0 | 0 | 0 | 0 | 0 | 0 | 0 | 0 | 0 | 0 | 0 | 0 | 0 | 0 | 0 | 0 | 0 | 0 | 0 | 0 | 0 | 0 | 0 | 0 | 0 | 0 | 0 | 0 | 0 | 0 | 0 | 0
14 | Transmission Line Loss Calculation:
(Peak Losses x (LF)^1.912 x 8,760 x Price)
|  |  |  | 2012 | 2013 | 2014 | 2015 | 2016 | 2017 | 2018 | 2019 | 2020 | 2021 | 2022 | 2023 | 2024 | 2025 | 2026 | 2027 | 2028 | 2029 | 2030 | 2031 | 2032 | 2033 | 2034 | 2035 | 2036 | 2037 | 2038 | 2039 | 2040 | 2041 | 2042 | 2043 | 2044 | 2045 | 2046 | 2047 | 2048 | 2049 | 2050 | 2051 | 2052
|  |  |  | 0 | 1 | 2 | 3 | 4 | 5 | 6 | 7 | 8 | 9 | 10 | 11 | 12 | 13 | 14 | 15 | 16 | 17 | 18 | 19 | 20 | 21 | 22 | 23 | 24 | 25 | 26 | 27 | 28 | 29 | 30 | 31 | 32 | 33 | 34 | 35 | 36 | 37 | 38 | 39 | 40
|  | Line Losses (kW.h) |  | 0 | 0 | 0 | 0 | 0 | 0 | 0 | 0 | 0 | 0 | 0 | 0 | 0 | 0 | 0 | 0 | 0 | 0 | 0 | 0 | 0 | 0 | 0 | 0 | 0 | 0 | 0 | 0 | 0 | 0 | 0 | 0 | 0 | 0 | 0 | 0 | 0 | 0 | 0 | 0 | 0
|  | Cost of Energy (Nom$/kWh) |  | 0.070875 | 0.0515 | 0.0475 | 0.051 | 0.0545 | 0.05559 | 0.056702 | 0.057836 | 0.058993 | 0.060172 | 0.061376 | 0.062603 | 0.063855 | 0.065133 | 0.066435 | 0.067764 | 0.069119 | 0.070502 | 0.071912 | 0.07335 | 0.074817 | 0.076313 | 0.077839 | 0.079396 | 0.080984 | 0.082604 | 0.084256 | 0.085941 | 0.08766 | 0.089413 | 0.091201 | 0.093025 | 0.094886 | 0.096784 | 0.098719 | 0.10069 | 0.10271 | 0.10476 | 0.10686 | 0.10899 | 0.11117
|  | Line Loss Value (Nom$) |  | 0 | 0 | 0 | 0 | 0 | 0 | 0 | 0 | 0 | 0 | 0 | 0 | 0 | 0 | 0 | 0 | 0 | 0 | 0 | 0 | 0 | 0 | 0 | 0 | 0 | 0 | 0 | 0 | 0 | 0 | 0 | 0 | 0 | 0 | 0 | 0 | 0 | 0 | 0 | 0 | 0
15 | Insurance and Property Tax: |  |  | 2013 1: Include Ins. & Prop. Tax:; 2014 2: Yes; 2015 3: (yes or no)
Insurance and property tax is a percentage of property in service on an annual basis.
|  |  |  | Property Tax | Insurance
| Transmission |  |  | 2012 0: 0.914%; 2013 1: 0.127%
| Distribution |  |  | 2012 0: 0.235%; 2013 1: 0.082%
| Communication |  |  | 2012 0: 0.966%; 2013 1: 0.116%
| Distribution Other |  |  | 2012 0: 0.076%; 2013 1: 0.078%
|  |  |  | 2012 | 2013 | 2014 | 2015 | 2016 | 2017 | 2018 | 2019 | 2020 | 2021 | 2022 | 2023 | 2024 | 2025 | 2026 | 2027 | 2028 | 2029 | 2030 | 2031 | 2032 | 2033 | 2034 | 2035 | 2036 | 2037 | 2038 | 2039 | 2040 | 2041 | 2042 | 2043 | 2044 | 2045 | 2046 | 2047 | 2048 | 2049 | 2050 | 2051 | 2052
|  | Year: |  | 0 | 1 | 2 | 3 | 4 | 5 | 6 | 7 | 8 | 9 | 10 | 11 | 12 | 13 | 14 | 15 | 16 | 17 | 18 | 19 | 20 | 21 | 22 | 23 | 24 | 25 | 26 | 27 | 28 | 29 | 30 | 31 | 32 | 33 | 34 | 35 | 36 | 37 | 38 | 39 | 40
|  | Transmission |  | 0 | 0 | 0 | 0 | 0 | 0 | 0 | 0 | 0 | 0 | 0 | 0 | 0 | 0 | 0 | 0 | 0 | 0 | 0 | 0 | 0 | 0 | 0 | 0 | 0 | 0 | 0 | 0 | 0 | 0 | 0 | 0 | 0 | 0 | 0 | 0 | 0 | 0 | 0 | 0 | 0
|  | Distribution |  | 0 | 0 | 0 | 0 | 0 | 0 | 0 | 0 | 0 | 0 | 0 | 0 | 0 | 0 | 0 | 0 | 0 | 0 | 0 | 0 | 0 | 0 | 0 | 0 | 0 | 0 | 0 | 0 | 0 | 0 | 0 | 0 | 0 | 0 | 0 | 0 | 0 | 0 | 0 | 0 | 0
|  | Distribution Communications |  | 0 | 0 | 0 | 0 | 0 | 0 | 0 | 0 | 0 | 0 | 0 | 0 | 0 | 0 | 0 | 0 | 0 | 0 | 0 | 0 | 0 | 0 | 0 | 0 | 0 | 0 | 0 | 0 | 0 | 0 | 0 | 0 | 0 | 0 | 0 | 0 | 0 | 0 | 0 | 0 | 0
|  | Transmission Communications |  | 0 | 0 | 0 | 0 | 0 | 0 | 0 | 0 | 0 | 0 | 0 | 0 | 0 | 0 | 0 | 0 | 0 | 0 | 0 | 0 | 0 | 0 | 0 | 0 | 0 | 0 | 0 | 0 | 0 | 0 | 0 | 0 | 0 | 0 | 0 | 0 | 0 | 0 | 0 | 0 | 0
|  | Distribution Other |  | 0 | 0 | 0 | 0 | 0 | 0 | 0 | 0 | 0 | 0 | 0 | 0 | 0 | 0 | 0 | 0 | 0 | 0 | 0 | 0 | 0 | 0 | 0 | 0 | 0 | 0 | 0 | 0 | 0 | 0 | 0 | 0 | 0 | 0 | 0 | 0 | 0 | 0 | 0 | 0 | 0
|  | Total |  | 0 | 0 | 0 | 0 | 0 | 0 | 0 | 0 | 0 | 0 | 0 | 0 | 0 | 0 | 0 | 0 | 0 | 0 | 0 | 0 | 0 | 0 | 0 | 0 | 0 | 0 | 0 | 0 | 0 | 0 | 0 | 0 | 0 | 0 | 0 | 0 | 0 | 0 | 0 | 0 | 0
Source: D. Freedman, Regulation & Business Plans
16 | Salvage and Early Retirement:
In the event some equipment must be retired early, the NBV will be treated as an increase to accumulated depreciation, hence an increase to project costs.
Salvage costs are included in the depreciation expense.
Re-deployed assets have no effect in this analysis. (Manual input)
|  |  |  | 2012 | 2013 | 2014 | 2015 | 2016 | 2017 | 2018 | 2019 | 2020 | 2021 | 2022 | 2023 | 2024 | 2025 | 2026 | 2027 | 2028 | 2029 | 2030 | 2031 | 2032 | 2033 | 2034 | 2035 | 2036 | 2037 | 2038 | 2039 | 2040 | 2041 | 2042 | 2043 | 2044 | 2045 | 2046 | 2047 | 2048 | 2049 | 2050 | 2051 | 2052
|  | Year: |  | 0 | 1 | 2 | 3 | 4 | 5 | 6 | 7 | 8 | 9 | 10 | 11 | 12 | 13 | 14 | 15 | 16 | 17 | 18 | 19 | 20 | 21 | 22 | 23 | 24 | 25 | 26 | 27 | 28 | 29 | 30 | 31 | 32 | 33 | 34 | 35 | 36 | 37 | 38 | 39 | 40
|  | Transmission NBV |  | 0 | 0 | 0 | 0 | 0 | 0 | 0 | 0 | 0 | 0 | 0 | 0 | 0 | 0 | 0 | 0 | 0 | 0 | 0 | 0 | 0 | 0 | 0 | 0 | 0 | 0 | 0 | 0 | 0 | 0 | 0 | 0 | 0 | 0 | 0 | 0 | 0 | 0 | 0 | 0 | 0
|  | Distribution NBV |  | 0 | 0 | 0 | 0 | 0 | 0 | 0 | 0 | 0 | 0 | 0 | 0 | 0 | 0 | 0 | 0 | 0 | 0 | 0 | 0 | 0 | 0 | 0 | 0 | 0 | 0 | 0 | 0 | 0 | 0 | 0 | 0 | 0 | 0 | 0 | 0 | 0 | 0 | 0 | 0 | 0
|  | Distribution Communications NBV |  | 0 | 0 | 0 | 0 | 0 | 0 | 0 | 0 | 0 | 0 | 0 | 0 | 0 | 0 | 0 | 0 | 0 | 0 | 0 | 0 | 0 | 0 | 0 | 0 | 0 | 0 | 0 | 0 | 0 | 0 | 0 | 0 | 0 | 0 | 0 | 0 | 0 | 0 | 0 | 0 | 0
|  | Transmission Communications NBV |  | 0 | 0 | 0 | 0 | 0 | 0 | 0 | 0 | 0 | 0 | 0 | 0 | 0 | 0 | 0 | 0 | 0 | 0 | 0 | 0 | 0 | 0 | 0 | 0 | 0 | 0 | 0 | 0 | 0 | 0 | 0 | 0 | 0 | 0 | 0 | 0 | 0 | 0 | 0 | 0 | 0
|  | Distribution Other NBV |  | 0 | 0 | 0 | 0 | 0 | 0 | 0 | 0 | 0 | 0 | 0 | 0 | 0 | 0 | 0 | 0 | 0 | 0 | 0 | 0 | 0 | 0 | 0 | 0 | 0 | 0 | 0 | 0 | 0 | 0 | 0 | 0 | 0 | 0 | 0 | 0 | 0 | 0 | 0 | 0 | 0
|  | Total |  | 0 | 0 | 0 | 0 | 0 | 0 | 0 | 0 | 0 | 0 | 0 | 0 | 0 | 0 | 0 | 0 | 0 | 0 | 0 | 0 | 0 | 0 | 0 | 0 | 0 | 0 | 0 | 0 | 0 | 0 | 0 | 0 | 0 | 0 | 0 | 0 | 0 | 0 | 0 | 0 | 0
Source:

## DIST3 (hidden)
Alternative 2 Name
Alternative 2 Description
Distribution Cost Impact
Base Year Is: | 2012
# Years of Revenue: | 20
Years of Costs: | r | <== "R" for same as Revenues, "L" for asset Life
Prepared By:
REVENUE CALCULATION: | c | <== "S" for Standard $/kw, "C" for Calculated amount.
| 2012 | 2013 | 2014 | 2015 | 2016 | 2017 | 2018 | 2019 | 2020 | 2021 | 2022 | 2023 | 2024 | 2025 | 2026 | 2027 | 2028 | 2029 | 2030 | 2031 | 2032 | 2033 | 2034 | 2035 | 2036 | 2037 | 2038 | 2039 | 2040 | 2041 | 2042 | 2043 | 2044 | 2045 | 2046 | 2047 | 2048 | 2049 | 2050 | 2051 | 2052
Descriptions (8) Below: | 0 | 1 | 2 | 3 | 4 | 5 | 6 | 7 | 8 | 9 | 10 | 11 | 12 | 13 | 14 | 15 | 16 | 17 | 18 | 19 | 20 | 21 | 22 | 23 | 24 | 25 | 26 | 27 | 28 | 29 | 30 | 31 | 32 | 33 | 34 | 35 | 36 | 37 | 38 | 39 | 40
These field are not required
Total Revenue: | 0 | 0 | 0 | 0 | 0 | 0 | 0 | 0 | 0 | 0 | 0 | 0 | 0 | 0 | 0 | 0 | 0 | 0 | 0 | 0 | 0 | 0 | 0 | 0 | 0 | 0 | 0 | 0 | 0 | 0 | 0 | 0 | 0 | 0 | 0 | 0 | 0 | 0 | 0 | 0 | 0
CAPITAL EXPENDITURES (mid-year): | 2012 | 2013 | 2014 | 2015 | 2016 | 2017 | 2018 | 2019 | 2020 | 2021 | 2022 | 2023 | 2024 | 2025 | 2026 | 2027 | 2028 | 2029 | 2030 | 2031 | 2032 | 2033 | 2034 | 2035 | 2036 | 2037 | 2038 | 2039 | 2040 | 2041 | 2042 | 2043 | 2044 | 2045 | 2046 | 2047 | 2048 | 2049 | 2050 | 2051 | 2052
Descriptions (8) Below: | 0 | 1 | 2 | 3 | 4 | 5 | 6 | 7 | 8 | 9 | 10 | 11 | 12 | 13 | 14 | 15 | 16 | 17 | 18 | 19 | 20 | 21 | 22 | 23 | 24 | 25 | 26 | 27 | 28 | 29 | 30 | 31 | 32 | 33 | 34 | 35 | 36 | 37 | 38 | 39 | 40
1) | 0 | 0 | 0 | 0 | 0 | 0 | 0 | 0 | 0 | 0 | 0 | 0 | 0 | 0 | 0 | 0 | 0 | 0 | 0 | 0 | 0 | 0 | 0 | 0 | 0 | 0 | 0 | 0 | 0 | 0 | 0 | 0 | 0 | 0 | 0 | 0 | 0 | 0 | 0 | 0 | 0
2) | 0 | 0 | 0 | 0 | 0 | 0 | 0 | 0 | 0 | 0 | 0 | 0 | 0 | 0 | 0 | 0 | 0 | 0 | 0 | 0 | 0 | 0 | 0 | 0 | 0 | 0 | 0 | 0 | 0 | 0 | 0 | 0 | 0 | 0 | 0 | 0 | 0 | 0 | 0 | 0 | 0
3) Distribution | 0 | 0 | 0 | 0 | 0 | 0 | 0 | 0 | 0 | 0 | 0 | 0 | 0 | 0 | 0 | 0 | 0 | 0 | 0 | 0 | 0 | 0 | 0 | 0 | 0 | 0 | 0 | 0 | 0 | 0 | 0 | 0 | 0 | 0 | 0 | 0 | 0 | 0 | 0 | 0 | 0
4) | 0 | 0 | 0 | 0 | 0 | 0 | 0 | 0 | 0 | 0 | 0 | 0 | 0 | 0 | 0 | 0 | 0 | 0 | 0 | 0 | 0 | 0 | 0 | 0 | 0 | 0 | 0 | 0 | 0 | 0 | 0 | 0 | 0 | 0 | 0 | 0 | 0 | 0 | 0 | 0 | 0
5) Distribution Communication | 0 | 0 | 0 | 0 | 0 | 0 | 0 | 0 | 0 | 0 | 0 | 0 | 0 | 0 | 0 | 0 | 0 | 0 | 0 | 0 | 0 | 0 | 0 | 0 | 0 | 0 | 0 | 0 | 0 | 0 | 0 | 0 | 0 | 0 | 0 | 0 | 0 | 0 | 0 | 0 | 0
6) | 0 | 0 | 0 | 0 | 0 | 0 | 0 | 0 | 0 | 0 | 0 | 0 | 0 | 0 | 0 | 0 | 0 | 0 | 0 | 0 | 0 | 0 | 0 | 0 | 0 | 0 | 0 | 0 | 0 | 0 | 0 | 0 | 0 | 0 | 0 | 0 | 0 | 0 | 0 | 0 | 0
7) Distribution Other | 0 | 0 | 0 | 0 | 0 | 0 | 0 | 0 | 0 | 0 | 0 | 0 | 0 | 0 | 0 | 0 | 0 | 0 | 0 | 0 | 0 | 0 | 0 | 0 | 0 | 0 | 0 | 0 | 0 | 0 | 0 | 0 | 0 | 0 | 0 | 0 | 0 | 0 | 0 | 0 | 0
8) | 0 | 0 | 0 | 0 | 0 | 0 | 0 | 0 | 0 | 0 | 0 | 0 | 0 | 0 | 0 | 0 | 0 | 0 | 0 | 0 | 0 | 0 | 0 | 0 | 0 | 0 | 0 | 0 | 0 | 0 | 0 | 0 | 0 | 0 | 0 | 0 | 0 | 0 | 0 | 0 | 0
Total | 0 | 0 | 0 | 0 | 0 | 0 | 0 | 0 | 0 | 0 | 0 | 0 | 0 | 0 | 0 | 0 | 0 | 0 | 0 | 0 | 0 | 0 | 0 | 0 | 0 | 0 | 0 | 0 | 0 | 0 | 0 | 0 | 0 | 0 | 0 | 0 | 0 | 0 | 0 | 0 | 0
O&M EXPENDITURES: | 2012 | 2013 | 2014 | 2015 | 2016 | 2017 | 2018 | 2019 | 2020 | 2021 | 2022 | 2023 | 2024 | 2025 | 2026 | 2027 | 2028 | 2029 | 2030 | 2031 | 2032 | 2033 | 2034 | 2035 | 2036 | 2037 | 2038 | 2039 | 2040 | 2041 | 2042 | 2043 | 2044 | 2045 | 2046 | 2047 | 2048 | 2049 | 2050 | 2051 | 2052
Descriptions (8) Below: | 0 | 1 | 2 | 3 | 4 | 5 | 6 | 7 | 8 | 9 | 10 | 11 | 12 | 13 | 14 | 15 | 16 | 17 | 18 | 19 | 20 | 21 | 22 | 23 | 24 | 25 | 26 | 27 | 28 | 29 | 30 | 31 | 32 | 33 | 34 | 35 | 36 | 37 | 38 | 39 | 40
1) Incremental O&M Costs | 0 | 0 | 0 | 0 | 0 | 0 | 0 | 0 | 0 | 0 | 0 | 0 | 0 | 0 | 0 | 0 | 0 | 0 | 0 | 0 | 0 | 0 | 0 | 0 | 0 | 0 | 0 | 0 | 0 | 0 | 0 | 0 | 0 | 0 | 0 | 0 | 0 | 0 | 0 | 0 | 0
2) Incremental O&M Savings | 0 | 0 | 0 | 0 | 0 | 0 | 0 | 0 | 0 | 0 | 0 | 0 | 0 | 0 | 0 | 0 | 0 | 0 | 0 | 0 | 0 | 0 | 0 | 0 | 0 | 0 | 0 | 0 | 0 | 0 | 0 | 0 | 0 | 0 | 0 | 0 | 0 | 0 | 0 | 0 | 0
3) Energy Losses | 0 | 0 | 0 | 0 | 0 | 0 | 0 | 0 | 0 | 0 | 0 | 0 | 0 | 0 | 0 | 0 | 0 | 0 | 0 | 0 | 0 | 0 | 0 | 0 | 0 | 0 | 0 | 0 | 0 | 0 | 0 | 0 | 0 | 0 | 0 | 0 | 0 | 0 | 0 | 0 | 0
4) Insurance & Property Tax | 0 | 0 | 0 | 0 | 0 | 0 | 0 | 0 | 0 | 0 | 0 | 0 | 0 | 0 | 0 | 0 | 0 | 0 | 0 | 0 | 0 | 0 | 0 | 0 | 0 | 0 | 0 | 0 | 0 | 0 | 0 | 0 | 0 | 0 | 0 | 0 | 0 | 0 | 0 | 0 | 0
5) Early Retirement | 0 | 0 | 0 | 0 | 0 | 0 | 0 | 0 | 0 | 0 | 0 | 0 | 0 | 0 | 0 | 0 | 0 | 0 | 0 | 0 | 0 | 0 | 0 | 0 | 0 | 0 | 0 | 0 | 0 | 0 | 0 | 0 | 0 | 0 | 0 | 0 | 0 | 0 | 0 | 0 | 0
6) | 0 | 0 | 0 | 0 | 0 | 0 | 0 | 0 | 0 | 0 | 0 | 0 | 0 | 0 | 0 | 0 | 0 | 0 | 0 | 0 | 0 | 0 | 0 | 0 | 0 | 0 | 0 | 0 | 0 | 0 | 0 | 0 | 0 | 0 | 0 | 0 | 0 | 0 | 0 | 0 | 0
7) | 0 | 0 | 0 | 0 | 0 | 0 | 0 | 0 | 0 | 0 | 0 | 0 | 0 | 0 | 0 | 0 | 0 | 0 | 0 | 0 | 0 | 0 | 0 | 0 | 0 | 0 | 0 | 0 | 0 | 0 | 0 | 0 | 0 | 0 | 0 | 0 | 0 | 0 | 0 | 0 | 0
8) | 0 | 0 | 0 | 0 | 0 | 0 | 0 | 0 | 0 | 0 | 0 | 0 | 0 | 0 | 0 | 0 | 0 | 0 | 0 | 0 | 0 | 0 | 0 | 0 | 0 | 0 | 0 | 0 | 0 | 0 | 0 | 0 | 0 | 0 | 0 | 0 | 0 | 0 | 0 | 0 | 0
Total | 0 | 0 | 0 | 0 | 0 | 0 | 0 | 0 | 0 | 0 | 0 | 0 | 0 | 0 | 0 | 0 | 0 | 0 | 0 | 0 | 0 | 0 | 0 | 0 | 0 | 0 | 0 | 0 | 0 | 0 | 0 | 0 | 0 | 0 | 0 | 0 | 0 | 0 | 0 | 0 | 0
DEPRECIATION RATES: |  |  | FINANCIAL DATA
1) |  |  |  | Return | Ratio | B.T. Cost | A.T. Cost
2) |  |  | Debt | 5.8% | 56% | 3.248% | 3.248%
3) Distribution | 5% |  | Preferred | 0% | 0% | 0% | 0%
4) |  |  | Common | 9.21% | 44% | 5.789% | 4.052%
5) Distribution Communication | 5% |  | TOTALS |  |  | 9.037% | 7.3%
6)
7) Distribution Other | 5%
8) |  |  |  | INCOME TAX: |  | 30%
WORKING MODEL BEGINS
Alternative 2 Name
Alternative 2 Description | [9 empty] | Printed: | 2013-11-13 15:24
Distribution Cost Impact
Year | 2012 | 2013 | 2014 | 2015 | 2016 | 2017 | 2018 | 2019 | 2020 | 2021 | 2022 | 2023 | 2024 | 2025 | 2026 | 2027 | 2028 | 2029 | 2030 | 2031 | 2032 | 2033 | 2034 | 2035 | 2036 | 2037 | 2038 | 2039 | 2040 | 2041 | 2042 | 2043 | 2044 | 2045 | 2046 | 2047 | 2048 | 2049 | 2050 | 2051 | 2052
REVENUES: | 0 | 1 | 2 | 3 | 4 | 5 | 6 | 7 | 8 | 9 | 10 | 11 | 12 | 13 | 14 | 15 | 16 | 17 | 18 | 19 | 20 | 21 | 22 | 23 | 24 | 25 | 26 | 27 | 28 | 29 | 30 | 31 | 32 | 33 | 34 | 35 | 36 | 37 | 38 | 39 | 40
These field are not required | 0 | 0 | 0 | 0 | 0 | 0 | 0 | 0 | 0 | 0 | 0 | 0 | 0 | 0 | 0 | 0 | 0 | 0 | 0 | 0 | 0 | 0 | 0 | 0 | 0 | 0 | 0 | 0 | 0 | 0 | 0 | 0 | 0 | 0 | 0 | 0 | 0 | 0 | 0 | 0 | 0
| 0 | 0 | 0 | 0 | 0 | 0 | 0 | 0 | 0 | 0 | 0 | 0 | 0 | 0 | 0 | 0 | 0 | 0 | 0 | 0 | 0 | 0 | 0 | 0 | 0 | 0 | 0 | 0 | 0 | 0 | 0 | 0 | 0 | 0 | 0 | 0 | 0 | 0 | 0 | 0 | 0
| 0 | 0 | 0 | 0 | 0 | 0 | 0 | 0 | 0 | 0 | 0 | 0 | 0 | 0 | 0 | 0 | 0 | 0 | 0 | 0 | 0 | 0 | 0 | 0 | 0 | 0 | 0 | 0 | 0 | 0 | 0 | 0 | 0 | 0 | 0 | 0 | 0 | 0 | 0 | 0 | 0
| 0 | 0 | 0 | 0 | 0 | 0 | 0 | 0 | 0 | 0 | 0 | 0 | 0 | 0 | 0 | 0 | 0 | 0 | 0 | 0 | 0 | 0 | 0 | 0 | 0 | 0 | 0 | 0 | 0 | 0 | 0 | 0 | 0 | 0 | 0 | 0 | 0 | 0 | 0 | 0 | 0
| 0 | 0 | 0 | 0 | 0 | 0 | 0 | 0 | 0 | 0 | 0 | 0 | 0 | 0 | 0 | 0 | 0 | 0 | 0 | 0 | 0 | 0 | 0 | 0 | 0 | 0 | 0 | 0 | 0 | 0 | 0 | 0 | 0 | 0 | 0 | 0 | 0 | 0 | 0 | 0 | 0
| 0 | 0 | 0 | 0 | 0 | 0 | 0 | 0 | 0 | 0 | 0 | 0 | 0 | 0 | 0 | 0 | 0 | 0 | 0 | 0 | 0 | 0 | 0 | 0 | 0 | 0 | 0 | 0 | 0 | 0 | 0 | 0 | 0 | 0 | 0 | 0 | 0 | 0 | 0 | 0 | 0
| 0 | 0 | 0 | 0 | 0 | 0 | 0 | 0 | 0 | 0 | 0 | 0 | 0 | 0 | 0 | 0 | 0 | 0 | 0 | 0 | 0 | 0 | 0 | 0 | 0 | 0 | 0 | 0 | 0 | 0 | 0 | 0 | 0 | 0 | 0 | 0 | 0 | 0 | 0 | 0 | 0
| 0 | 0 | 0 | 0 | 0 | 0 | 0 | 0 | 0 | 0 | 0 | 0 | 0 | 0 | 0 | 0 | 0 | 0 | 0 | 0 | 0 | 0 | 0 | 0 | 0 | 0 | 0 | 0 | 0 | 0 | 0 | 0 | 0 | 0 | 0 | 0 | 0 | 0 | 0 | 0 | 0
Total Revenue: | 0 | 0 | 0 | 0 | 0 | 0 | 0 | 0 | 0 | 0 | 0 | 0 | 0 | 0 | 0 | 0 | 0 | 0 | 0 | 0 | 0 | 0 | 0 | 0 | 0 | 0 | 0 | 0 | 0 | 0 | 0 | 0 | 0 | 0 | 0 | 0 | 0 | 0 | 0 | 0 | 0
CAPITAL: | 0 | 1 | 2 | 3 | 4 | 5 | 6 | 7 | 8 | 9 | 10 | 11 | 12 | 13 | 14 | 15 | 16 | 17 | 18 | 19 | 20 | 21 | 22 | 23 | 24 | 25 | 26 | 27 | 28 | 29 | 30 | 31 | 32 | 33 | 34 | 35 | 36 | 37 | 38 | 39 | 40
1) | 0 | 0 | 0 | 0 | 0 | 0 | 0 | 0 | 0 | 0 | 0 | 0 | 0 | 0 | 0 | 0 | 0 | 0 | 0 | 0 | 0 | 0 | 0 | 0 | 0 | 0 | 0 | 0 | 0 | 0 | 0 | 0 | 0 | 0 | 0 | 0 | 0 | 0 | 0 | 0 | 0
2) | 0 | 0 | 0 | 0 | 0 | 0 | 0 | 0 | 0 | 0 | 0 | 0 | 0 | 0 | 0 | 0 | 0 | 0 | 0 | 0 | 0 | 0 | 0 | 0 | 0 | 0 | 0 | 0 | 0 | 0 | 0 | 0 | 0 | 0 | 0 | 0 | 0 | 0 | 0 | 0 | 0
3) Distribution | 0 | 0 | 0 | 0 | 0 | 0 | 0 | 0 | 0 | 0 | 0 | 0 | 0 | 0 | 0 | 0 | 0 | 0 | 0 | 0 | 0 | 0 | 0 | 0 | 0 | 0 | 0 | 0 | 0 | 0 | 0 | 0 | 0 | 0 | 0 | 0 | 0 | 0 | 0 | 0 | 0
4) | 0 | 0 | 0 | 0 | 0 | 0 | 0 | 0 | 0 | 0 | 0 | 0 | 0 | 0 | 0 | 0 | 0 | 0 | 0 | 0 | 0 | 0 | 0 | 0 | 0 | 0 | 0 | 0 | 0 | 0 | 0 | 0 | 0 | 0 | 0 | 0 | 0 | 0 | 0 | 0 | 0
5) Distribution Communication | 0 | 0 | 0 | 0 | 0 | 0 | 0 | 0 | 0 | 0 | 0 | 0 | 0 | 0 | 0 | 0 | 0 | 0 | 0 | 0 | 0 | 0 | 0 | 0 | 0 | 0 | 0 | 0 | 0 | 0 | 0 | 0 | 0 | 0 | 0 | 0 | 0 | 0 | 0 | 0 | 0
6) | 0 | 0 | 0 | 0 | 0 | 0 | 0 | 0 | 0 | 0 | 0 | 0 | 0 | 0 | 0 | 0 | 0 | 0 | 0 | 0 | 0 | 0 | 0 | 0 | 0 | 0 | 0 | 0 | 0 | 0 | 0 | 0 | 0 | 0 | 0 | 0 | 0 | 0 | 0 | 0 | 0
7) Distribution Other | 0 | 0 | 0 | 0 | 0 | 0 | 0 | 0 | 0 | 0 | 0 | 0 | 0 | 0 | 0 | 0 | 0 | 0 | 0 | 0 | 0 | 0 | 0 | 0 | 0 | 0 | 0 | 0 | 0 | 0 | 0 | 0 | 0 | 0 | 0 | 0 | 0 | 0 | 0 | 0 | 0
8) | 0 | 0 | 0 | 0 | 0 | 0 | 0 | 0 | 0 | 0 | 0 | 0 | 0 | 0 | 0 | 0 | 0 | 0 | 0 | 0 | 0 | 0 | 0 | 0 | 0 | 0 | 0 | 0 | 0 | 0 | 0 | 0 | 0 | 0 | 0 | 0 | 0 | 0 | 0 | 0 | 0
Total Capital | 0 | 0 | 0 | 0 | 0 | 0 | 0 | 0 | 0 | 0 | 0 | 0 | 0 | 0 | 0 | 0 | 0 | 0 | 0 | 0 | 0 | 0 | 0 | 0 | 0 | 0 | 0 | 0 | 0 | 0 | 0 | 0 | 0 | 0 | 0 | 0 | 0 | 0 | 0 | 0 | 0
O&M: | 0 | 1 | 2 | 3 | 4 | 5 | 6 | 7 | 8 | 9 | 10 | 11 | 12 | 13 | 14 | 15 | 16 | 17 | 18 | 19 | 20 | 21 | 22 | 23 | 24 | 25 | 26 | 27 | 28 | 29 | 30 | 31 | 32 | 33 | 34 | 35 | 36 | 37 | 38 | 39 | 40
1) Incremental O&M Costs | 0 | 0 | 0 | 0 | 0 | 0 | 0 | 0 | 0 | 0 | 0 | 0 | 0 | 0 | 0 | 0 | 0 | 0 | 0 | 0 | 0 | 0 | 0 | 0 | 0 | 0 | 0 | 0 | 0 | 0 | 0 | 0 | 0 | 0 | 0 | 0 | 0 | 0 | 0 | 0 | 0
2) Incremental O&M Savings | 0 | 0 | 0 | 0 | 0 | 0 | 0 | 0 | 0 | 0 | 0 | 0 | 0 | 0 | 0 | 0 | 0 | 0 | 0 | 0 | 0 | 0 | 0 | 0 | 0 | 0 | 0 | 0 | 0 | 0 | 0 | 0 | 0 | 0 | 0 | 0 | 0 | 0 | 0 | 0 | 0
3) Energy Losses | 0 | 0 | 0 | 0 | 0 | 0 | 0 | 0 | 0 | 0 | 0 | 0 | 0 | 0 | 0 | 0 | 0 | 0 | 0 | 0 | 0 | 0 | 0 | 0 | 0 | 0 | 0 | 0 | 0 | 0 | 0 | 0 | 0 | 0 | 0 | 0 | 0 | 0 | 0 | 0 | 0
4) Insurance & Property Tax | 0 | 0 | 0 | 0 | 0 | 0 | 0 | 0 | 0 | 0 | 0 | 0 | 0 | 0 | 0 | 0 | 0 | 0 | 0 | 0 | 0 | 0 | 0 | 0 | 0 | 0 | 0 | 0 | 0 | 0 | 0 | 0 | 0 | 0 | 0 | 0 | 0 | 0 | 0 | 0 | 0
5) Early Retirement | 0 | 0 | 0 | 0 | 0 | 0 | 0 | 0 | 0 | 0 | 0 | 0 | 0 | 0 | 0 | 0 | 0 | 0 | 0 | 0 | 0 | 0 | 0 | 0 | 0 | 0 | 0 | 0 | 0 | 0 | 0 | 0 | 0 | 0 | 0 | 0 | 0 | 0 | 0 | 0 | 0
6) | 0 | 0 | 0 | 0 | 0 | 0 | 0 | 0 | 0 | 0 | 0 | 0 | 0 | 0 | 0 | 0 | 0 | 0 | 0 | 0 | 0 | 0 | 0 | 0 | 0 | 0 | 0 | 0 | 0 | 0 | 0 | 0 | 0 | 0 | 0 | 0 | 0 | 0 | 0 | 0 | 0
7) | 0 | 0 | 0 | 0 | 0 | 0 | 0 | 0 | 0 | 0 | 0 | 0 | 0 | 0 | 0 | 0 | 0 | 0 | 0 | 0 | 0 | 0 | 0 | 0 | 0 | 0 | 0 | 0 | 0 | 0 | 0 | 0 | 0 | 0 | 0 | 0 | 0 | 0 | 0 | 0 | 0
8) | 0 | 0 | 0 | 0 | 0 | 0 | 0 | 0 | 0 | 0 | 0 | 0 | 0 | 0 | 0 | 0 | 0 | 0 | 0 | 0 | 0 | 0 | 0 | 0 | 0 | 0 | 0 | 0 | 0 | 0 | 0 | 0 | 0 | 0 | 0 | 0 | 0 | 0 | 0 | 0 | 0
Total O&M | 0 | 0 | 0 | 0 | 0 | 0 | 0 | 0 | 0 | 0 | 0 | 0 | 0 | 0 | 0 | 0 | 0 | 0 | 0 | 0 | 0 | 0 | 0 | 0 | 0 | 0 | 0 | 0 | 0 | 0 | 0 | 0 | 0 | 0 | 0 | 0 | 0 | 0 | 0 | 0 | 0
Alternative 2 Name
Alternative 2 Description
Distribution Cost Impact
Year | 2012 | 2013 | 2014 | 2015 | 2016 | 2017 | 2018 | 2019 | 2020 | 2021 | 2022 | 2023 | 2024 | 2025 | 2026 | 2027 | 2028 | 2029 | 2030 | 2031 | 2032 | 2033 | 2034 | 2035 | 2036 | 2037 | 2038 | 2039 | 2040 | 2041 | 2042 | 2043 | 2044 | 2045 | 2046 | 2047 | 2048 | 2049 | 2050 | 2051 | 2052
YEARLY DEPRECIATION: | 0 | 1 | 2 | 3 | 4 | 5 | 6 | 7 | 8 | 9 | 10 | 11 | 12 | 13 | 14 | 15 | 16 | 17 | 18 | 19 | 20 | 21 | 22 | 23 | 24 | 25 | 26 | 27 | 28 | 29 | 30 | 31 | 32 | 33 | 34 | 35 | 36 | 37 | 38 | 39 | 40 | Rates
1) | 0 | 0 | 0 | 0 | 0 | 0 | 0 | 0 | 0 | 0 | 0 | 0 | 0 | 0 | 0 | 0 | 0 | 0 | 0 | 0 | 0 | 0 | 0 | 0 | 0 | 0 | 0 | 0 | 0 | 0 | 0 | 0 | 0 | 0 | 0 | 0 | 0 | 0 | 0 | 0 | 0 | 0%
2) | 0 | 0 | 0 | 0 | 0 | 0 | 0 | 0 | 0 | 0 | 0 | 0 | 0 | 0 | 0 | 0 | 0 | 0 | 0 | 0 | 0 | 0 | 0 | 0 | 0 | 0 | 0 | 0 | 0 | 0 | 0 | 0 | 0 | 0 | 0 | 0 | 0 | 0 | 0 | 0 | 0 | 0%
3) Distribution | 0 | 0 | 0 | 0 | 0 | 0 | 0 | 0 | 0 | 0 | 0 | 0 | 0 | 0 | 0 | 0 | 0 | 0 | 0 | 0 | 0 | 0 | 0 | 0 | 0 | 0 | 0 | 0 | 0 | 0 | 0 | 0 | 0 | 0 | 0 | 0 | 0 | 0 | 0 | 0 | 0 | 5%
4) | 0 | 0 | 0 | 0 | 0 | 0 | 0 | 0 | 0 | 0 | 0 | 0 | 0 | 0 | 0 | 0 | 0 | 0 | 0 | 0 | 0 | 0 | 0 | 0 | 0 | 0 | 0 | 0 | 0 | 0 | 0 | 0 | 0 | 0 | 0 | 0 | 0 | 0 | 0 | 0 | 0 | 0%
5) Distribution Communication | 0 | 0 | 0 | 0 | 0 | 0 | 0 | 0 | 0 | 0 | 0 | 0 | 0 | 0 | 0 | 0 | 0 | 0 | 0 | 0 | 0 | 0 | 0 | 0 | 0 | 0 | 0 | 0 | 0 | 0 | 0 | 0 | 0 | 0 | 0 | 0 | 0 | 0 | 0 | 0 | 0 | 5%
6) | 0 | 0 | 0 | 0 | 0 | 0 | 0 | 0 | 0 | 0 | 0 | 0 | 0 | 0 | 0 | 0 | 0 | 0 | 0 | 0 | 0 | 0 | 0 | 0 | 0 | 0 | 0 | 0 | 0 | 0 | 0 | 0 | 0 | 0 | 0 | 0 | 0 | 0 | 0 | 0 | 0 | 0%
7) Distribution Other | 0 | 0 | 0 | 0 | 0 | 0 | 0 | 0 | 0 | 0 | 0 | 0 | 0 | 0 | 0 | 0 | 0 | 0 | 0 | 0 | 0 | 0 | 0 | 0 | 0 | 0 | 0 | 0 | 0 | 0 | 0 | 0 | 0 | 0 | 0 | 0 | 0 | 0 | 0 | 0 | 0 | 5%
8) | 0 | 0 | 0 | 0 | 0 | 0 | 0 | 0 | 0 | 0 | 0 | 0 | 0 | 0 | 0 | 0 | 0 | 0 | 0 | 0 | 0 | 0 | 0 | 0 | 0 | 0 | 0 | 0 | 0 | 0 | 0 | 0 | 0 | 0 | 0 | 0 | 0 | 0 | 0 | 0 | 0 | 0%
Total Depreciation | 0 | 0 | 0 | 0 | 0 | 0 | 0 | 0 | 0 | 0 | 0 | 0 | 0 | 0 | 0 | 0 | 0 | 0 | 0 | 0 | 0 | 0 | 0 | 0 | 0 | 0 | 0 | 0 | 0 | 0 | 0 | 0 | 0 | 0 | 0 | 0 | 0 | 0 | 0 | 0 | 0
ACCUMULATED DEPRECIATION: | 0 | 1 | 2 | 3 | 4 | 5 | 6 | 7 | 8 | 9 | 10 | 11 | 12 | 13 | 14 | 15 | 16 | 17 | 18 | 19 | 20 | 21 | 22 | 23 | 24 | 25 | 26 | 27 | 28 | 29 | 30 | 31 | 32 | 33 | 34 | 35 | 36 | 37 | 38 | 39 | 40
1) | 0 | 0 | 0 | 0 | 0 | 0 | 0 | 0 | 0 | 0 | 0 | 0 | 0 | 0 | 0 | 0 | 0 | 0 | 0 | 0 | 0 | 0 | 0 | 0 | 0 | 0 | 0 | 0 | 0 | 0 | 0 | 0 | 0 | 0 | 0 | 0 | 0 | 0 | 0 | 0 | 0
2) | 0 | 0 | 0 | 0 | 0 | 0 | 0 | 0 | 0 | 0 | 0 | 0 | 0 | 0 | 0 | 0 | 0 | 0 | 0 | 0 | 0 | 0 | 0 | 0 | 0 | 0 | 0 | 0 | 0 | 0 | 0 | 0 | 0 | 0 | 0 | 0 | 0 | 0 | 0 | 0 | 0
3) Distribution | 0 | 0 | 0 | 0 | 0 | 0 | 0 | 0 | 0 | 0 | 0 | 0 | 0 | 0 | 0 | 0 | 0 | 0 | 0 | 0 | 0 | 0 | 0 | 0 | 0 | 0 | 0 | 0 | 0 | 0 | 0 | 0 | 0 | 0 | 0 | 0 | 0 | 0 | 0 | 0 | 0
4) | 0 | 0 | 0 | 0 | 0 | 0 | 0 | 0 | 0 | 0 | 0 | 0 | 0 | 0 | 0 | 0 | 0 | 0 | 0 | 0 | 0 | 0 | 0 | 0 | 0 | 0 | 0 | 0 | 0 | 0 | 0 | 0 | 0 | 0 | 0 | 0 | 0 | 0 | 0 | 0 | 0
5) Distribution Communication | 0 | 0 | 0 | 0 | 0 | 0 | 0 | 0 | 0 | 0 | 0 | 0 | 0 | 0 | 0 | 0 | 0 | 0 | 0 | 0 | 0 | 0 | 0 | 0 | 0 | 0 | 0 | 0 | 0 | 0 | 0 | 0 | 0 | 0 | 0 | 0 | 0 | 0 | 0 | 0 | 0
6) | 0 | 0 | 0 | 0 | 0 | 0 | 0 | 0 | 0 | 0 | 0 | 0 | 0 | 0 | 0 | 0 | 0 | 0 | 0 | 0 | 0 | 0 | 0 | 0 | 0 | 0 | 0 | 0 | 0 | 0 | 0 | 0 | 0 | 0 | 0 | 0 | 0 | 0 | 0 | 0 | 0
7) Distribution Other | 0 | 0 | 0 | 0 | 0 | 0 | 0 | 0 | 0 | 0 | 0 | 0 | 0 | 0 | 0 | 0 | 0 | 0 | 0 | 0 | 0 | 0 | 0 | 0 | 0 | 0 | 0 | 0 | 0 | 0 | 0 | 0 | 0 | 0 | 0 | 0 | 0 | 0 | 0 | 0 | 0
8) | 0 | 0 | 0 | 0 | 0 | 0 | 0 | 0 | 0 | 0 | 0 | 0 | 0 | 0 | 0 | 0 | 0 | 0 | 0 | 0 | 0 | 0 | 0 | 0 | 0 | 0 | 0 | 0 | 0 | 0 | 0 | 0 | 0 | 0 | 0 | 0 | 0 | 0 | 0 | 0 | 0
PROPERTY IN SERVICE (end yr): | 0 | 1 | 2 | 3 | 4 | 5 | 6 | 7 | 8 | 9 | 10 | 11 | 12 | 13 | 14 | 15 | 16 | 17 | 18 | 19 | 20 | 21 | 22 | 23 | 24 | 25 | 26 | 27 | 28 | 29 | 30 | 31 | 32 | 33 | 34 | 35 | 36 | 37 | 38 | 39 | 40
1) | 0 | 0 | 0 | 0 | 0 | 0 | 0 | 0 | 0 | 0 | 0 | 0 | 0 | 0 | 0 | 0 | 0 | 0 | 0 | 0 | 0 | 0 | 0 | 0 | 0 | 0 | 0 | 0 | 0 | 0 | 0 | 0 | 0 | 0 | 0 | 0 | 0 | 0 | 0 | 0 | 0
2) | 0 | 0 | 0 | 0 | 0 | 0 | 0 | 0 | 0 | 0 | 0 | 0 | 0 | 0 | 0 | 0 | 0 | 0 | 0 | 0 | 0 | 0 | 0 | 0 | 0 | 0 | 0 | 0 | 0 | 0 | 0 | 0 | 0 | 0 | 0 | 0 | 0 | 0 | 0 | 0 | 0
3) Distribution | 0 | 0 | 0 | 0 | 0 | 0 | 0 | 0 | 0 | 0 | 0 | 0 | 0 | 0 | 0 | 0 | 0 | 0 | 0 | 0 | 0 | 0 | 0 | 0 | 0 | 0 | 0 | 0 | 0 | 0 | 0 | 0 | 0 | 0 | 0 | 0 | 0 | 0 | 0 | 0 | 0
4) | 0 | 0 | 0 | 0 | 0 | 0 | 0 | 0 | 0 | 0 | 0 | 0 | 0 | 0 | 0 | 0 | 0 | 0 | 0 | 0 | 0 | 0 | 0 | 0 | 0 | 0 | 0 | 0 | 0 | 0 | 0 | 0 | 0 | 0 | 0 | 0 | 0 | 0 | 0 | 0 | 0
5) Distribution Communication | 0 | 0 | 0 | 0 | 0 | 0 | 0 | 0 | 0 | 0 | 0 | 0 | 0 | 0 | 0 | 0 | 0 | 0 | 0 | 0 | 0 | 0 | 0 | 0 | 0 | 0 | 0 | 0 | 0 | 0 | 0 | 0 | 0 | 0 | 0 | 0 | 0 | 0 | 0 | 0 | 0
6) | 0 | 0 | 0 | 0 | 0 | 0 | 0 | 0 | 0 | 0 | 0 | 0 | 0 | 0 | 0 | 0 | 0 | 0 | 0 | 0 | 0 | 0 | 0 | 0 | 0 | 0 | 0 | 0 | 0 | 0 | 0 | 0 | 0 | 0 | 0 | 0 | 0 | 0 | 0 | 0 | 0
7) Distribution Other | 0 | 0 | 0 | 0 | 0 | 0 | 0 | 0 | 0 | 0 | 0 | 0 | 0 | 0 | 0 | 0 | 0 | 0 | 0 | 0 | 0 | 0 | 0 | 0 | 0 | 0 | 0 | 0 | 0 | 0 | 0 | 0 | 0 | 0 | 0 | 0 | 0 | 0 | 0 | 0 | 0
8) | 0 | 0 | 0 | 0 | 0 | 0 | 0 | 0 | 0 | 0 | 0 | 0 | 0 | 0 | 0 | 0 | 0 | 0 | 0 | 0 | 0 | 0 | 0 | 0 | 0 | 0 | 0 | 0 | 0 | 0 | 0 | 0 | 0 | 0 | 0 | 0 | 0 | 0 | 0 | 0 | 0
Total Project Ratebase | 0 | 0 | 0 | 0 | 0 | 0 | 0 | 0 | 0 | 0 | 0 | 0 | 0 | 0 | 0 | 0 | 0 | 0 | 0 | 0 | 0 | 0 | 0 | 0 | 0 | 0 | 0 | 0 | 0 | 0 | 0 | 0 | 0 | 0 | 0 | 0 | 0 | 0 | 0 | 0 | 0
Alternative 2 Name |  |  | Return | Ratio | B.T. Cost | A.T. Cost
Alternative 2 Description |  | Debt | 5.8% | 56% | 3.248% | 3.248%
Distribution Cost Impact |  | Preferred | 0% | 0% | 0% | 0% |  | Tax Rate | 30%
|  | Common | 9.21% | 44% | 5.789% | 4.052%
[5 empty] | 9.037% | 7.3%
CASH FLOWS SUMMARY:
|  |  |  | Revenue Requirements |  |  |  | Revenue |  | Surplus | CPV at | Used
Year | Ratebase | Return | Dep'n | Inc. Tax | O&M | Total |  | Allowance |  | (Deficit) | 9.037% | Year
0 2012 | 0 | 0 | 0 | 0 | 0 | 0 | 2012 NPV | 0 |  | 0 | 0 | 0
1 2013 | 0 | 0 | 0 | 0 | 0 | 0 | 0 | 0 |  | 0 | 0 | 1 |  | 12723 | -33410003.6125
2 2014 | 0 | 0 | 0 | 0 | 0 | 0 |  | 0 |  | 0 | 0 | 2 |  | 12723 | -33410003.6125
3 2015 | 0 | 0 | 0 | 0 | 0 | 0 |  | 0 |  | 0 | 0 | 3 |  | 0 | 0
4 2016 | 0 | 0 | 0 | 0 | 0 | 0 |  | 0 |  | 0 | 0 | 4
5 2017 | 0 | 0 | 0 | 0 | 0 | 0 |  | 0 |  | 0 | 0 | 5 |  | changes: | #DIV/0!
6 2018 | 0 | 0 | 0 | 0 | 0 | 0 |  | 0 |  | 0 | 0 | 6
7 2019 | 0 | 0 | 0 | 0 | 0 | 0 |  | 0 |  | 0 | 0 | 7 |  | Cont 2nd | 12723
8 2020 | 0 | 0 | 0 | 0 | 0 | 0 |  | 0 |  | 0 | 0 | 8
9 2021 | 0 | 0 | 0 | 0 | 0 | 0 |  | 0 |  | 0 | 0 | 9 |  | Cont_changed | #DIV/0!
10 2022 | 0 | 0 | 0 | 0 | 0 | 0 |  | 0 |  | 0 | 0 | 10
11 2023 | 0 | 0 | 0 | 0 | 0 | 0 |  | 0 |  | 0 | 0 | 11
12 2024 | 0 | 0 | 0 | 0 | 0 | 0 |  | 0 |  | 0 | 0 | 12
13 2025 | 0 | 0 | 0 | 0 | 0 | 0 |  | 0 |  | 0 | 0 | 13
14 2026 | 0 | 0 | 0 | 0 | 0 | 0 |  | 0 |  | 0 | 0 | 14
15 2027 | 0 | 0 | 0 | 0 | 0 | 0 |  | 0 |  | 0 | 0 | 15
16 2028 | 0 | 0 | 0 | 0 | 0 | 0 |  | 0 |  | 0 | 0 | 16
17 2029 | 0 | 0 | 0 | 0 | 0 | 0 |  | 0 |  | 0 | 0 | 17
18 2030 | 0 | 0 | 0 | 0 | 0 | 0 |  | 0 |  | 0 | 0 | 18
19 2031 | 0 | 0 | 0 | 0 | 0 | 0 |  | 0 |  | 0 | 0 | 19
20 2032 | 0 | 0 | 0 | 0 | 0 | 0 |  | 0 |  | 0 | 0 | 20
21 2033 | 0 | 0 | 0 | 0 | 0 | 0 |  | 0 |  | 0 | 0 | 21
22 2034 | 0 | 0 | 0 | 0 | 0 | 0 |  | 0 |  | 0 | 0 | 22
23 2035 | 0 | 0 | 0 | 0 | 0 | 0 |  | 0 |  | 0 | 0 | 23
24 2036 | 0 | 0 | 0 | 0 | 0 | 0 |  | 0 |  | 0 | 0 | 24
25 2037 | 0 | 0 | 0 | 0 | 0 | 0 |  | 0 |  | 0 | 0 | 25
26 2038 | 0 | 0 | 0 | 0 | 0 | 0 |  | 0 |  | 0 | 0 | 26
27 2039 | 0 | 0 | 0 | 0 | 0 | 0 |  | 0 |  | 0 | 0 | 27
28 2040 | 0 | 0 | 0 | 0 | 0 | 0 |  | 0 |  | 0 | 0 | 28
29 2041 | 0 | 0 | 0 | 0 | 0 | 0 |  | 0 |  | 0 | 0 | 29
30 2042 | 0 | 0 | 0 | 0 | 0 | 0 |  | 0 |  | 0 | 0 | 30
31 2043 | 0 | 0 | 0 | 0 | 0 | 0 |  | 0 |  | 0 | 0 | 31
32 2044 | 0 | 0 | 0 | 0 | 0 | 0 |  | 0 |  | 0 | 0 | 32
33 2045 | 0 | 0 | 0 | 0 | 0 | 0 |  | 0 |  | 0 | 0 | 33
34 2046 | 0 | 0 | 0 | 0 | 0 | 0 |  | 0 |  | 0 | 0 | 34
35 2047 | 0 | 0 | 0 | 0 | 0 | 0 |  | 0 |  | 0 | 0 | 35
36 2048 | 0 | 0 | 0 | 0 | 0 | 0 |  | 0 |  | 0 | 0 | 36
37 2049 | 0 | 0 | 0 | 0 | 0 | 0 |  | 0 |  | 0 | 0 | 37
38 2050 | 0 | 0 | 0 | 0 | 0 | 0 |  | 0 |  | 0 | 0 | 38
39 2051 | 0 | 0 | 0 | 0 | 0 | 0 |  | 0 |  | 0 | 0 | 39
40 2052 | 0 | 0 | 0 | 0 | 0 | 0 |  | 0 |  | 0 | 0 | 40
Total Revenue Area: (combines the two revenue facades)
| 0 | 1 | 2 | 3 | 4 | 5 | 6 | 7 | 8 | 9 | 10 | 11 | 12 | 13 | 14 | 15 | 16 | 17 | 18 | 19 | 20 | 21 | 22 | 23 | 24 | 25 | 26 | 27 | 28 | 29 | 30 | 31 | 32 | 33 | 34 | 35 | 36 | 37 | 38 | 39 | 40
| 0 | 0 | 0 | 0 | 0 | 0 | 0 | 0 | 0 | 0 | 0 | 0 | 0 | 0 | 0 | 0 | 0 | 0 | 0 | 0 | 0 | 0 | 0 | 0 | 0 | 0 | 0 | 0 | 0 | 0 | 0 | 0 | 0 | 0 | 0 | 0 | 0 | 0 | 0 | 0 | 0
|  | 0 | 1 | 2 | 3 | 4 | 5 | 6 | 7 | 8 | 9 | 10 | 11 | 12 | 13 | 14 | 15 | 16 | 17 | 18 | 19 | 20 | 21 | 22 | 23 | 24 | 25 | 26 | 27 | 28 | 29 | 30 | 31 | 32 | 33 | 34 | 35 | 36 | 37 | 38 | 39

## TRANS3 (hidden)
Alternative 2 Name
Alternative 2 Description
Transmission Cost Impact
Base Year Is: | 2012
# Years of Revenue: | 20
Years of Costs: | r | <== "R" for same as Revenues, "L" for asset Life
Prepared By:
REVENUE CALCULATION: | c | <== "S" for Standard $/kw, "C" for Calculated amount.
| 2012 | 2013 | 2014 | 2015 | 2016 | 2017 | 2018 | 2019 | 2020 | 2021 | 2022 | 2023 | 2024 | 2025 | 2026 | 2027 | 2028 | 2029 | 2030 | 2031 | 2032 | 2033 | 2034 | 2035 | 2036 | 2037 | 2038 | 2039 | 2040 | 2041 | 2042 | 2043 | 2044 | 2045 | 2046 | 2047 | 2048 | 2049 | 2050 | 2051 | 2052
Descriptions (8) Below: | 0 | 1 | 2 | 3 | 4 | 5 | 6 | 7 | 8 | 9 | 10 | 11 | 12 | 13 | 14 | 15 | 16 | 17 | 18 | 19 | 20 | 21 | 22 | 23 | 24 | 25 | 26 | 27 | 28 | 29 | 30 | 31 | 32 | 33 | 34 | 35 | 36 | 37 | 38 | 39 | 40
These field are not required
Total Revenue: | 0 | 0 | 0 | 0 | 0 | 0 | 0 | 0 | 0 | 0 | 0 | 0 | 0 | 0 | 0 | 0 | 0 | 0 | 0 | 0 | 0 | 0 | 0 | 0 | 0 | 0 | 0 | 0 | 0 | 0 | 0 | 0 | 0 | 0 | 0 | 0 | 0 | 0 | 0 | 0 | 0
CAPITAL EXPENDITURES: | 2012 | 2013 | 2014 | 2015 | 2016 | 2017 | 2018 | 2019 | 2020 | 2021 | 2022 | 2023 | 2024 | 2025 | 2026 | 2027 | 2028 | 2029 | 2030 | 2031 | 2032 | 2033 | 2034 | 2035 | 2036 | 2037 | 2038 | 2039 | 2040 | 2041 | 2042 | 2043 | 2044 | 2045 | 2046 | 2047 | 2048 | 2049 | 2050 | 2051 | 2052
Descriptions (8) Below: | 0 | 1 | 2 | 3 | 4 | 5 | 6 | 7 | 8 | 9 | 10 | 11 | 12 | 13 | 14 | 15 | 16 | 17 | 18 | 19 | 20 | 21 | 22 | 23 | 24 | 25 | 26 | 27 | 28 | 29 | 30 | 31 | 32 | 33 | 34 | 35 | 36 | 37 | 38 | 39 | 40
1) Transmission | 0 | 0 | 0 | 0 | 0 | 0 | 0 | 0 | 0 | 0 | 0 | 0 | 0 | 0 | 0 | 0 | 0 | 0 | 0 | 0 | 0 | 0 | 0 | 0 | 0 | 0 | 0 | 0 | 0 | 0 | 0 | 0 | 0 | 0 | 0 | 0 | 0 | 0 | 0 | 0 | 0
2) | 0 | 0 | 0 | 0 | 0 | 0 | 0 | 0 | 0 | 0 | 0 | 0 | 0 | 0 | 0 | 0 | 0 | 0 | 0 | 0 | 0 | 0 | 0 | 0 | 0 | 0 | 0 | 0 | 0 | 0 | 0 | 0 | 0 | 0 | 0 | 0 | 0 | 0 | 0 | 0 | 0
3) | 0 | 0 | 0 | 0 | 0 | 0 | 0 | 0 | 0 | 0 | 0 | 0 | 0 | 0 | 0 | 0 | 0 | 0 | 0 | 0 | 0 | 0 | 0 | 0 | 0 | 0 | 0 | 0 | 0 | 0 | 0 | 0 | 0 | 0 | 0 | 0 | 0 | 0 | 0 | 0 | 0
4) | 0 | 0 | 0 | 0 | 0 | 0 | 0 | 0 | 0 | 0 | 0 | 0 | 0 | 0 | 0 | 0 | 0 | 0 | 0 | 0 | 0 | 0 | 0 | 0 | 0 | 0 | 0 | 0 | 0 | 0 | 0 | 0 | 0 | 0 | 0 | 0 | 0 | 0 | 0 | 0 | 0
5) Transmission Communication | 0 | 0 | 0 | 0 | 0 | 0 | 0 | 0 | 0 | 0 | 0 | 0 | 0 | 0 | 0 | 0 | 0 | 0 | 0 | 0 | 0 | 0 | 0 | 0 | 0 | 0 | 0 | 0 | 0 | 0 | 0 | 0 | 0 | 0 | 0 | 0 | 0 | 0 | 0 | 0 | 0
6) | 0 | 0 | 0 | 0 | 0 | 0 | 0 | 0 | 0 | 0 | 0 | 0 | 0 | 0 | 0 | 0 | 0 | 0 | 0 | 0 | 0 | 0 | 0 | 0 | 0 | 0 | 0 | 0 | 0 | 0 | 0 | 0 | 0 | 0 | 0 | 0 | 0 | 0 | 0 | 0 | 0
7) | 0 | 0 | 0 | 0 | 0 | 0 | 0 | 0 | 0 | 0 | 0 | 0 | 0 | 0 | 0 | 0 | 0 | 0 | 0 | 0 | 0 | 0 | 0 | 0 | 0 | 0 | 0 | 0 | 0 | 0 | 0 | 0 | 0 | 0 | 0 | 0 | 0 | 0 | 0 | 0 | 0
8) | 0 | 0 | 0 | 0 | 0 | 0 | 0 | 0 | 0 | 0 | 0 | 0 | 0 | 0 | 0 | 0 | 0 | 0 | 0 | 0 | 0 | 0 | 0 | 0 | 0 | 0 | 0 | 0 | 0 | 0 | 0 | 0 | 0 | 0 | 0 | 0 | 0 | 0 | 0 | 0 | 0
Total | 0 | 0 | 0 | 0 | 0 | 0 | 0 | 0 | 0 | 0 | 0 | 0 | 0 | 0 | 0 | 0 | 0 | 0 | 0 | 0 | 0 | 0 | 0 | 0 | 0 | 0 | 0 | 0 | 0 | 0 | 0 | 0 | 0 | 0 | 0 | 0 | 0 | 0 | 0 | 0 | 0
O&M EXPENDITURES: | 2012 | 2013 | 2014 | 2015 | 2016 | 2017 | 2018 | 2019 | 2020 | 2021 | 2022 | 2023 | 2024 | 2025 | 2026 | 2027 | 2028 | 2029 | 2030 | 2031 | 2032 | 2033 | 2034 | 2035 | 2036 | 2037 | 2038 | 2039 | 2040 | 2041 | 2042 | 2043 | 2044 | 2045 | 2046 | 2047 | 2048 | 2049 | 2050 | 2051 | 2052
Descriptions (8) Below: | 0 | 1 | 2 | 3 | 4 | 5 | 6 | 7 | 8 | 9 | 10 | 11 | 12 | 13 | 14 | 15 | 16 | 17 | 18 | 19 | 20 | 21 | 22 | 23 | 24 | 25 | 26 | 27 | 28 | 29 | 30 | 31 | 32 | 33 | 34 | 35 | 36 | 37 | 38 | 39 | 40
1) Incremental O&M Costs | 0 | 0 | 0 | 0 | 0 | 0 | 0 | 0 | 0 | 0 | 0 | 0 | 0 | 0 | 0 | 0 | 0 | 0 | 0 | 0 | 0 | 0 | 0 | 0 | 0 | 0 | 0 | 0 | 0 | 0 | 0 | 0 | 0 | 0 | 0 | 0 | 0 | 0 | 0 | 0 | 0
2) Incremental O&M Savings | 0 | 0 | 0 | 0 | 0 | 0 | 0 | 0 | 0 | 0 | 0 | 0 | 0 | 0 | 0 | 0 | 0 | 0 | 0 | 0 | 0 | 0 | 0 | 0 | 0 | 0 | 0 | 0 | 0 | 0 | 0 | 0 | 0 | 0 | 0 | 0 | 0 | 0 | 0 | 0 | 0
3) Energy Losses | 0 | 0 | 0 | 0 | 0 | 0 | 0 | 0 | 0 | 0 | 0 | 0 | 0 | 0 | 0 | 0 | 0 | 0 | 0 | 0 | 0 | 0 | 0 | 0 | 0 | 0 | 0 | 0 | 0 | 0 | 0 | 0 | 0 | 0 | 0 | 0 | 0 | 0 | 0 | 0 | 0
4) Insurance & Property Tax | 0 | 0 | 0 | 0 | 0 | 0 | 0 | 0 | 0 | 0 | 0 | 0 | 0 | 0 | 0 | 0 | 0 | 0 | 0 | 0 | 0 | 0 | 0 | 0 | 0 | 0 | 0 | 0 | 0 | 0 | 0 | 0 | 0 | 0 | 0 | 0 | 0 | 0 | 0 | 0 | 0
5) | 0 | 0 | 0 | 0 | 0 | 0 | 0 | 0 | 0 | 0 | 0 | 0 | 0 | 0 | 0 | 0 | 0 | 0 | 0 | 0 | 0 | 0 | 0 | 0 | 0 | 0 | 0 | 0 | 0 | 0 | 0 | 0 | 0 | 0 | 0 | 0 | 0 | 0 | 0 | 0 | 0
6) Early Retirement | 0 | 0 | 0 | 0 | 0 | 0 | 0 | 0 | 0 | 0 | 0 | 0 | 0 | 0 | 0 | 0 | 0 | 0 | 0 | 0 | 0 | 0 | 0 | 0 | 0 | 0 | 0 | 0 | 0 | 0 | 0 | 0 | 0 | 0 | 0 | 0 | 0 | 0 | 0 | 0 | 0
7) | 0 | 0 | 0 | 0 | 0 | 0 | 0 | 0 | 0 | 0 | 0 | 0 | 0 | 0 | 0 | 0 | 0 | 0 | 0 | 0 | 0 | 0 | 0 | 0 | 0 | 0 | 0 | 0 | 0 | 0 | 0 | 0 | 0 | 0 | 0 | 0 | 0 | 0 | 0 | 0 | 0
8) | 0 | 0 | 0 | 0 | 0 | 0 | 0 | 0 | 0 | 0 | 0 | 0 | 0 | 0 | 0 | 0 | 0 | 0 | 0 | 0 | 0 | 0 | 0 | 0 | 0 | 0 | 0 | 0 | 0 | 0 | 0 | 0 | 0 | 0 | 0 | 0 | 0 | 0 | 0 | 0 | 0
Total | 0 | 0 | 0 | 0 | 0 | 0 | 0 | 0 | 0 | 0 | 0 | 0 | 0 | 0 | 0 | 0 | 0 | 0 | 0 | 0 | 0 | 0 | 0 | 0 | 0 | 0 | 0 | 0 | 0 | 0 | 0 | 0 | 0 | 0 | 0 | 0 | 0 | 0 | 0 | 0 | 0
DEPRECIATION RATES: |  |  | FINANCIAL DATA
1) Transmission | 5% |  |  | Return | Ratio | B.T. Cost | A.T. Cost
2) |  |  | Debt | 5.8% | 56% | 3.248% | 3.248%
3) |  |  | Preferred | 0% | 0% | 0% | 0%
4) |  |  | Common | 9.21% | 44% | 5.789% | 4.052%
5) Transmission Communication | 5% |  | TOTALS |  |  | 9.037% | 7.3%
6)
7)
8) |  |  |  | INCOME TAX: |  | 30%
WORKING MODEL BEGINS
Alternative 2 Name
Alternative 2 Description | [9 empty] | Prepared By: | 2013-11-13 15:24
Transmission Cost Impact
Year | 2012 | 2013 | 2014 | 2015 | 2016 | 2017 | 2018 | 2019 | 2020 | 2021 | 2022 | 2023 | 2024 | 2025 | 2026 | 2027 | 2028 | 2029 | 2030 | 2031 | 2032 | 2033 | 2034 | 2035 | 2036 | 2037 | 2038 | 2039 | 2040 | 2041 | 2042 | 2043 | 2044 | 2045 | 2046 | 2047 | 2048 | 2049 | 2050 | 2051 | 2052
REVENUES: | 0 | 1 | 2 | 3 | 4 | 5 | 6 | 7 | 8 | 9 | 10 | 11 | 12 | 13 | 14 | 15 | 16 | 17 | 18 | 19 | 20 | 21 | 22 | 23 | 24 | 25 | 26 | 27 | 28 | 29 | 30 | 31 | 32 | 33 | 34 | 35 | 36 | 37 | 38 | 39 | 40
These field are not required | 0 | 0 | 0 | 0 | 0 | 0 | 0 | 0 | 0 | 0 | 0 | 0 | 0 | 0 | 0 | 0 | 0 | 0 | 0 | 0 | 0 | 0 | 0 | 0 | 0 | 0 | 0 | 0 | 0 | 0 | 0 | 0 | 0 | 0 | 0 | 0 | 0 | 0 | 0 | 0 | 0
| 0 | 0 | 0 | 0 | 0 | 0 | 0 | 0 | 0 | 0 | 0 | 0 | 0 | 0 | 0 | 0 | 0 | 0 | 0 | 0 | 0 | 0 | 0 | 0 | 0 | 0 | 0 | 0 | 0 | 0 | 0 | 0 | 0 | 0 | 0 | 0 | 0 | 0 | 0 | 0 | 0
| 0 | 0 | 0 | 0 | 0 | 0 | 0 | 0 | 0 | 0 | 0 | 0 | 0 | 0 | 0 | 0 | 0 | 0 | 0 | 0 | 0 | 0 | 0 | 0 | 0 | 0 | 0 | 0 | 0 | 0 | 0 | 0 | 0 | 0 | 0 | 0 | 0 | 0 | 0 | 0 | 0
| 0 | 0 | 0 | 0 | 0 | 0 | 0 | 0 | 0 | 0 | 0 | 0 | 0 | 0 | 0 | 0 | 0 | 0 | 0 | 0 | 0 | 0 | 0 | 0 | 0 | 0 | 0 | 0 | 0 | 0 | 0 | 0 | 0 | 0 | 0 | 0 | 0 | 0 | 0 | 0 | 0
| 0 | 0 | 0 | 0 | 0 | 0 | 0 | 0 | 0 | 0 | 0 | 0 | 0 | 0 | 0 | 0 | 0 | 0 | 0 | 0 | 0 | 0 | 0 | 0 | 0 | 0 | 0 | 0 | 0 | 0 | 0 | 0 | 0 | 0 | 0 | 0 | 0 | 0 | 0 | 0 | 0
| 0 | 0 | 0 | 0 | 0 | 0 | 0 | 0 | 0 | 0 | 0 | 0 | 0 | 0 | 0 | 0 | 0 | 0 | 0 | 0 | 0 | 0 | 0 | 0 | 0 | 0 | 0 | 0 | 0 | 0 | 0 | 0 | 0 | 0 | 0 | 0 | 0 | 0 | 0 | 0 | 0
| 0 | 0 | 0 | 0 | 0 | 0 | 0 | 0 | 0 | 0 | 0 | 0 | 0 | 0 | 0 | 0 | 0 | 0 | 0 | 0 | 0 | 0 | 0 | 0 | 0 | 0 | 0 | 0 | 0 | 0 | 0 | 0 | 0 | 0 | 0 | 0 | 0 | 0 | 0 | 0 | 0
| 0 | 0 | 0 | 0 | 0 | 0 | 0 | 0 | 0 | 0 | 0 | 0 | 0 | 0 | 0 | 0 | 0 | 0 | 0 | 0 | 0 | 0 | 0 | 0 | 0 | 0 | 0 | 0 | 0 | 0 | 0 | 0 | 0 | 0 | 0 | 0 | 0 | 0 | 0 | 0 | 0
Total Revenue: | 0 | 0 | 0 | 0 | 0 | 0 | 0 | 0 | 0 | 0 | 0 | 0 | 0 | 0 | 0 | 0 | 0 | 0 | 0 | 0 | 0 | 0 | 0 | 0 | 0 | 0 | 0 | 0 | 0 | 0 | 0 | 0 | 0 | 0 | 0 | 0 | 0 | 0 | 0 | 0 | 0
CAPITAL: | 0 | 1 | 2 | 3 | 4 | 5 | 6 | 7 | 8 | 9 | 10 | 11 | 12 | 13 | 14 | 15 | 16 | 17 | 18 | 19 | 20 | 21 | 22 | 23 | 24 | 25 | 26 | 27 | 28 | 29 | 30 | 31 | 32 | 33 | 34 | 35 | 36 | 37 | 38 | 39 | 40
1) Transmission | 0 | 0 | 0 | 0 | 0 | 0 | 0 | 0 | 0 | 0 | 0 | 0 | 0 | 0 | 0 | 0 | 0 | 0 | 0 | 0 | 0 | 0 | 0 | 0 | 0 | 0 | 0 | 0 | 0 | 0 | 0 | 0 | 0 | 0 | 0 | 0 | 0 | 0 | 0 | 0 | 0
2) | 0 | 0 | 0 | 0 | 0 | 0 | 0 | 0 | 0 | 0 | 0 | 0 | 0 | 0 | 0 | 0 | 0 | 0 | 0 | 0 | 0 | 0 | 0 | 0 | 0 | 0 | 0 | 0 | 0 | 0 | 0 | 0 | 0 | 0 | 0 | 0 | 0 | 0 | 0 | 0 | 0
3) | 0 | 0 | 0 | 0 | 0 | 0 | 0 | 0 | 0 | 0 | 0 | 0 | 0 | 0 | 0 | 0 | 0 | 0 | 0 | 0 | 0 | 0 | 0 | 0 | 0 | 0 | 0 | 0 | 0 | 0 | 0 | 0 | 0 | 0 | 0 | 0 | 0 | 0 | 0 | 0 | 0
4) | 0 | 0 | 0 | 0 | 0 | 0 | 0 | 0 | 0 | 0 | 0 | 0 | 0 | 0 | 0 | 0 | 0 | 0 | 0 | 0 | 0 | 0 | 0 | 0 | 0 | 0 | 0 | 0 | 0 | 0 | 0 | 0 | 0 | 0 | 0 | 0 | 0 | 0 | 0 | 0 | 0
5) Transmission Communication | 0 | 0 | 0 | 0 | 0 | 0 | 0 | 0 | 0 | 0 | 0 | 0 | 0 | 0 | 0 | 0 | 0 | 0 | 0 | 0 | 0 | 0 | 0 | 0 | 0 | 0 | 0 | 0 | 0 | 0 | 0 | 0 | 0 | 0 | 0 | 0 | 0 | 0 | 0 | 0 | 0
6) | 0 | 0 | 0 | 0 | 0 | 0 | 0 | 0 | 0 | 0 | 0 | 0 | 0 | 0 | 0 | 0 | 0 | 0 | 0 | 0 | 0 | 0 | 0 | 0 | 0 | 0 | 0 | 0 | 0 | 0 | 0 | 0 | 0 | 0 | 0 | 0 | 0 | 0 | 0 | 0 | 0
7) | 0 | 0 | 0 | 0 | 0 | 0 | 0 | 0 | 0 | 0 | 0 | 0 | 0 | 0 | 0 | 0 | 0 | 0 | 0 | 0 | 0 | 0 | 0 | 0 | 0 | 0 | 0 | 0 | 0 | 0 | 0 | 0 | 0 | 0 | 0 | 0 | 0 | 0 | 0 | 0 | 0
8) | 0 | 0 | 0 | 0 | 0 | 0 | 0 | 0 | 0 | 0 | 0 | 0 | 0 | 0 | 0 | 0 | 0 | 0 | 0 | 0 | 0 | 0 | 0 | 0 | 0 | 0 | 0 | 0 | 0 | 0 | 0 | 0 | 0 | 0 | 0 | 0 | 0 | 0 | 0 | 0 | 0
Total Capital | 0 | 0 | 0 | 0 | 0 | 0 | 0 | 0 | 0 | 0 | 0 | 0 | 0 | 0 | 0 | 0 | 0 | 0 | 0 | 0 | 0 | 0 | 0 | 0 | 0 | 0 | 0 | 0 | 0 | 0 | 0 | 0 | 0 | 0 | 0 | 0 | 0 | 0 | 0 | 0 | 0
O&M: | 0 | 1 | 2 | 3 | 4 | 5 | 6 | 7 | 8 | 9 | 10 | 11 | 12 | 13 | 14 | 15 | 16 | 17 | 18 | 19 | 20 | 21 | 22 | 23 | 24 | 25 | 26 | 27 | 28 | 29 | 30 | 31 | 32 | 33 | 34 | 35 | 36 | 37 | 38 | 39 | 40
1) Incremental O&M Costs | 0 | 0 | 0 | 0 | 0 | 0 | 0 | 0 | 0 | 0 | 0 | 0 | 0 | 0 | 0 | 0 | 0 | 0 | 0 | 0 | 0 | 0 | 0 | 0 | 0 | 0 | 0 | 0 | 0 | 0 | 0 | 0 | 0 | 0 | 0 | 0 | 0 | 0 | 0 | 0 | 0
2) Incremental O&M Savings | 0 | 0 | 0 | 0 | 0 | 0 | 0 | 0 | 0 | 0 | 0 | 0 | 0 | 0 | 0 | 0 | 0 | 0 | 0 | 0 | 0 | 0 | 0 | 0 | 0 | 0 | 0 | 0 | 0 | 0 | 0 | 0 | 0 | 0 | 0 | 0 | 0 | 0 | 0 | 0 | 0
3) Energy Losses | 0 | 0 | 0 | 0 | 0 | 0 | 0 | 0 | 0 | 0 | 0 | 0 | 0 | 0 | 0 | 0 | 0 | 0 | 0 | 0 | 0 | 0 | 0 | 0 | 0 | 0 | 0 | 0 | 0 | 0 | 0 | 0 | 0 | 0 | 0 | 0 | 0 | 0 | 0 | 0 | 0
4) Insurance & Property Tax | 0 | 0 | 0 | 0 | 0 | 0 | 0 | 0 | 0 | 0 | 0 | 0 | 0 | 0 | 0 | 0 | 0 | 0 | 0 | 0 | 0 | 0 | 0 | 0 | 0 | 0 | 0 | 0 | 0 | 0 | 0 | 0 | 0 | 0 | 0 | 0 | 0 | 0 | 0 | 0 | 0
5) | 0 | 0 | 0 | 0 | 0 | 0 | 0 | 0 | 0 | 0 | 0 | 0 | 0 | 0 | 0 | 0 | 0 | 0 | 0 | 0 | 0 | 0 | 0 | 0 | 0 | 0 | 0 | 0 | 0 | 0 | 0 | 0 | 0 | 0 | 0 | 0 | 0 | 0 | 0 | 0 | 0
6) Early Retirement | 0 | 0 | 0 | 0 | 0 | 0 | 0 | 0 | 0 | 0 | 0 | 0 | 0 | 0 | 0 | 0 | 0 | 0 | 0 | 0 | 0 | 0 | 0 | 0 | 0 | 0 | 0 | 0 | 0 | 0 | 0 | 0 | 0 | 0 | 0 | 0 | 0 | 0 | 0 | 0 | 0
7) | 0 | 0 | 0 | 0 | 0 | 0 | 0 | 0 | 0 | 0 | 0 | 0 | 0 | 0 | 0 | 0 | 0 | 0 | 0 | 0 | 0 | 0 | 0 | 0 | 0 | 0 | 0 | 0 | 0 | 0 | 0 | 0 | 0 | 0 | 0 | 0 | 0 | 0 | 0 | 0 | 0
8) | 0 | 0 | 0 | 0 | 0 | 0 | 0 | 0 | 0 | 0 | 0 | 0 | 0 | 0 | 0 | 0 | 0 | 0 | 0 | 0 | 0 | 0 | 0 | 0 | 0 | 0 | 0 | 0 | 0 | 0 | 0 | 0 | 0 | 0 | 0 | 0 | 0 | 0 | 0 | 0 | 0
Total O&M | 0 | 0 | 0 | 0 | 0 | 0 | 0 | 0 | 0 | 0 | 0 | 0 | 0 | 0 | 0 | 0 | 0 | 0 | 0 | 0 | 0 | 0 | 0 | 0 | 0 | 0 | 0 | 0 | 0 | 0 | 0 | 0 | 0 | 0 | 0 | 0 | 0 | 0 | 0 | 0 | 0
Alternative 2 Name
Alternative 2 Description
Transmission Cost Impact
Year | 2012 | 2013 | 2014 | 2015 | 2016 | 2017 | 2018 | 2019 | 2020 | 2021 | 2022 | 2023 | 2024 | 2025 | 2026 | 2027 | 2028 | 2029 | 2030 | 2031 | 2032 | 2033 | 2034 | 2035 | 2036 | 2037 | 2038 | 2039 | 2040 | 2041 | 2042 | 2043 | 2044 | 2045 | 2046 | 2047 | 2048 | 2049 | 2050 | 2051 | 2052
YEARLY DEPRECIATION: | 0 | 1 | 2 | 3 | 4 | 5 | 6 | 7 | 8 | 9 | 10 | 11 | 12 | 13 | 14 | 15 | 16 | 17 | 18 | 19 | 20 | 21 | 22 | 23 | 24 | 25 | 26 | 27 | 28 | 29 | 30 | 31 | 32 | 33 | 34 | 35 | 36 | 37 | 38 | 39 | 40 | Rates
1) Transmission | 0 | 0 | 0 | 0 | 0 | 0 | 0 | 0 | 0 | 0 | 0 | 0 | 0 | 0 | 0 | 0 | 0 | 0 | 0 | 0 | 0 | 0 | 0 | 0 | 0 | 0 | 0 | 0 | 0 | 0 | 0 | 0 | 0 | 0 | 0 | 0 | 0 | 0 | 0 | 0 | 0 | 5%
2) | 0 | 0 | 0 | 0 | 0 | 0 | 0 | 0 | 0 | 0 | 0 | 0 | 0 | 0 | 0 | 0 | 0 | 0 | 0 | 0 | 0 | 0 | 0 | 0 | 0 | 0 | 0 | 0 | 0 | 0 | 0 | 0 | 0 | 0 | 0 | 0 | 0 | 0 | 0 | 0 | 0 | 0%
3) | 0 | 0 | 0 | 0 | 0 | 0 | 0 | 0 | 0 | 0 | 0 | 0 | 0 | 0 | 0 | 0 | 0 | 0 | 0 | 0 | 0 | 0 | 0 | 0 | 0 | 0 | 0 | 0 | 0 | 0 | 0 | 0 | 0 | 0 | 0 | 0 | 0 | 0 | 0 | 0 | 0 | 0%
4) | 0 | 0 | 0 | 0 | 0 | 0 | 0 | 0 | 0 | 0 | 0 | 0 | 0 | 0 | 0 | 0 | 0 | 0 | 0 | 0 | 0 | 0 | 0 | 0 | 0 | 0 | 0 | 0 | 0 | 0 | 0 | 0 | 0 | 0 | 0 | 0 | 0 | 0 | 0 | 0 | 0 | 0%
5) Transmission Communication | 0 | 0 | 0 | 0 | 0 | 0 | 0 | 0 | 0 | 0 | 0 | 0 | 0 | 0 | 0 | 0 | 0 | 0 | 0 | 0 | 0 | 0 | 0 | 0 | 0 | 0 | 0 | 0 | 0 | 0 | 0 | 0 | 0 | 0 | 0 | 0 | 0 | 0 | 0 | 0 | 0 | 5%
6) | 0 | 0 | 0 | 0 | 0 | 0 | 0 | 0 | 0 | 0 | 0 | 0 | 0 | 0 | 0 | 0 | 0 | 0 | 0 | 0 | 0 | 0 | 0 | 0 | 0 | 0 | 0 | 0 | 0 | 0 | 0 | 0 | 0 | 0 | 0 | 0 | 0 | 0 | 0 | 0 | 0 | 0%
7) | 0 | 0 | 0 | 0 | 0 | 0 | 0 | 0 | 0 | 0 | 0 | 0 | 0 | 0 | 0 | 0 | 0 | 0 | 0 | 0 | 0 | 0 | 0 | 0 | 0 | 0 | 0 | 0 | 0 | 0 | 0 | 0 | 0 | 0 | 0 | 0 | 0 | 0 | 0 | 0 | 0 | 0%
8) | 0 | 0 | 0 | 0 | 0 | 0 | 0 | 0 | 0 | 0 | 0 | 0 | 0 | 0 | 0 | 0 | 0 | 0 | 0 | 0 | 0 | 0 | 0 | 0 | 0 | 0 | 0 | 0 | 0 | 0 | 0 | 0 | 0 | 0 | 0 | 0 | 0 | 0 | 0 | 0 | 0 | 0%
Total Depreciation | 0 | 0 | 0 | 0 | 0 | 0 | 0 | 0 | 0 | 0 | 0 | 0 | 0 | 0 | 0 | 0 | 0 | 0 | 0 | 0 | 0 | 0 | 0 | 0 | 0 | 0 | 0 | 0 | 0 | 0 | 0 | 0 | 0 | 0 | 0 | 0 | 0 | 0 | 0 | 0 | 0
ACCUMULATED DEPRECIATION: | 0 | 1 | 2 | 3 | 4 | 5 | 6 | 7 | 8 | 9 | 10 | 11 | 12 | 13 | 14 | 15 | 16 | 17 | 18 | 19 | 20 | 21 | 22 | 23 | 24 | 25 | 26 | 27 | 28 | 29 | 30 | 31 | 32 | 33 | 34 | 35 | 36 | 37 | 38 | 39 | 40
1) Transmission | 0 | 0 | 0 | 0 | 0 | 0 | 0 | 0 | 0 | 0 | 0 | 0 | 0 | 0 | 0 | 0 | 0 | 0 | 0 | 0 | 0 | 0 | 0 | 0 | 0 | 0 | 0 | 0 | 0 | 0 | 0 | 0 | 0 | 0 | 0 | 0 | 0 | 0 | 0 | 0 | 0
2) | 0 | 0 | 0 | 0 | 0 | 0 | 0 | 0 | 0 | 0 | 0 | 0 | 0 | 0 | 0 | 0 | 0 | 0 | 0 | 0 | 0 | 0 | 0 | 0 | 0 | 0 | 0 | 0 | 0 | 0 | 0 | 0 | 0 | 0 | 0 | 0 | 0 | 0 | 0 | 0 | 0
3) | 0 | 0 | 0 | 0 | 0 | 0 | 0 | 0 | 0 | 0 | 0 | 0 | 0 | 0 | 0 | 0 | 0 | 0 | 0 | 0 | 0 | 0 | 0 | 0 | 0 | 0 | 0 | 0 | 0 | 0 | 0 | 0 | 0 | 0 | 0 | 0 | 0 | 0 | 0 | 0 | 0
4) | 0 | 0 | 0 | 0 | 0 | 0 | 0 | 0 | 0 | 0 | 0 | 0 | 0 | 0 | 0 | 0 | 0 | 0 | 0 | 0 | 0 | 0 | 0 | 0 | 0 | 0 | 0 | 0 | 0 | 0 | 0 | 0 | 0 | 0 | 0 | 0 | 0 | 0 | 0 | 0 | 0
5) Transmission Communication | 0 | 0 | 0 | 0 | 0 | 0 | 0 | 0 | 0 | 0 | 0 | 0 | 0 | 0 | 0 | 0 | 0 | 0 | 0 | 0 | 0 | 0 | 0 | 0 | 0 | 0 | 0 | 0 | 0 | 0 | 0 | 0 | 0 | 0 | 0 | 0 | 0 | 0 | 0 | 0 | 0
6) | 0 | 0 | 0 | 0 | 0 | 0 | 0 | 0 | 0 | 0 | 0 | 0 | 0 | 0 | 0 | 0 | 0 | 0 | 0 | 0 | 0 | 0 | 0 | 0 | 0 | 0 | 0 | 0 | 0 | 0 | 0 | 0 | 0 | 0 | 0 | 0 | 0 | 0 | 0 | 0 | 0
7) | 0 | 0 | 0 | 0 | 0 | 0 | 0 | 0 | 0 | 0 | 0 | 0 | 0 | 0 | 0 | 0 | 0 | 0 | 0 | 0 | 0 | 0 | 0 | 0 | 0 | 0 | 0 | 0 | 0 | 0 | 0 | 0 | 0 | 0 | 0 | 0 | 0 | 0 | 0 | 0 | 0
8) | 0 | 0 | 0 | 0 | 0 | 0 | 0 | 0 | 0 | 0 | 0 | 0 | 0 | 0 | 0 | 0 | 0 | 0 | 0 | 0 | 0 | 0 | 0 | 0 | 0 | 0 | 0 | 0 | 0 | 0 | 0 | 0 | 0 | 0 | 0 | 0 | 0 | 0 | 0 | 0 | 0
PROPERTY IN SERVICE (end yr): | 0 | 1 | 2 | 3 | 4 | 5 | 6 | 7 | 8 | 9 | 10 | 11 | 12 | 13 | 14 | 15 | 16 | 17 | 18 | 19 | 20 | 21 | 22 | 23 | 24 | 25 | 26 | 27 | 28 | 29 | 30 | 31 | 32 | 33 | 34 | 35 | 36 | 37 | 38 | 39 | 40
1) Transmission | 0 | 0 | 0 | 0 | 0 | 0 | 0 | 0 | 0 | 0 | 0 | 0 | 0 | 0 | 0 | 0 | 0 | 0 | 0 | 0 | 0 | 0 | 0 | 0 | 0 | 0 | 0 | 0 | 0 | 0 | 0 | 0 | 0 | 0 | 0 | 0 | 0 | 0 | 0 | 0 | 0
2) | 0 | 0 | 0 | 0 | 0 | 0 | 0 | 0 | 0 | 0 | 0 | 0 | 0 | 0 | 0 | 0 | 0 | 0 | 0 | 0 | 0 | 0 | 0 | 0 | 0 | 0 | 0 | 0 | 0 | 0 | 0 | 0 | 0 | 0 | 0 | 0 | 0 | 0 | 0 | 0 | 0
3) | 0 | 0 | 0 | 0 | 0 | 0 | 0 | 0 | 0 | 0 | 0 | 0 | 0 | 0 | 0 | 0 | 0 | 0 | 0 | 0 | 0 | 0 | 0 | 0 | 0 | 0 | 0 | 0 | 0 | 0 | 0 | 0 | 0 | 0 | 0 | 0 | 0 | 0 | 0 | 0 | 0
4) | 0 | 0 | 0 | 0 | 0 | 0 | 0 | 0 | 0 | 0 | 0 | 0 | 0 | 0 | 0 | 0 | 0 | 0 | 0 | 0 | 0 | 0 | 0 | 0 | 0 | 0 | 0 | 0 | 0 | 0 | 0 | 0 | 0 | 0 | 0 | 0 | 0 | 0 | 0 | 0 | 0
5) Transmission Communication | 0 | 0 | 0 | 0 | 0 | 0 | 0 | 0 | 0 | 0 | 0 | 0 | 0 | 0 | 0 | 0 | 0 | 0 | 0 | 0 | 0 | 0 | 0 | 0 | 0 | 0 | 0 | 0 | 0 | 0 | 0 | 0 | 0 | 0 | 0 | 0 | 0 | 0 | 0 | 0 | 0
6) | 0 | 0 | 0 | 0 | 0 | 0 | 0 | 0 | 0 | 0 | 0 | 0 | 0 | 0 | 0 | 0 | 0 | 0 | 0 | 0 | 0 | 0 | 0 | 0 | 0 | 0 | 0 | 0 | 0 | 0 | 0 | 0 | 0 | 0 | 0 | 0 | 0 | 0 | 0 | 0 | 0
7) | 0 | 0 | 0 | 0 | 0 | 0 | 0 | 0 | 0 | 0 | 0 | 0 | 0 | 0 | 0 | 0 | 0 | 0 | 0 | 0 | 0 | 0 | 0 | 0 | 0 | 0 | 0 | 0 | 0 | 0 | 0 | 0 | 0 | 0 | 0 | 0 | 0 | 0 | 0 | 0 | 0
8) | 0 | 0 | 0 | 0 | 0 | 0 | 0 | 0 | 0 | 0 | 0 | 0 | 0 | 0 | 0 | 0 | 0 | 0 | 0 | 0 | 0 | 0 | 0 | 0 | 0 | 0 | 0 | 0 | 0 | 0 | 0 | 0 | 0 | 0 | 0 | 0 | 0 | 0 | 0 | 0 | 0
Total Project Ratebase | 0 | 0 | 0 | 0 | 0 | 0 | 0 | 0 | 0 | 0 | 0 | 0 | 0 | 0 | 0 | 0 | 0 | 0 | 0 | 0 | 0 | 0 | 0 | 0 | 0 | 0 | 0 | 0 | 0 | 0 | 0 | 0 | 0 | 0 | 0 | 0 | 0 | 0 | 0 | 0 | 0
Alternative 2 Name |  |  | Return | Ratio | B.T. Cost | A.T. Cost
Alternative 2 Description |  | Debt | 5.8% | 56% | 3.248% | 3.248%
Transmission Cost Impact |  | Preferred | 0% | 0% | 0% | 0% |  | Tax Rate | 30%
|  | Common | 9.21% | 44% | 5.789% | 4.052%
[5 empty] | 9.037% | 7.3%
CASH FLOWS SUMMARY:
|  |  |  | Revenue Requirements |  |  |  | Revenue |  | Surplus | CPV at | Used
Year | Ratebase | Return | Dep'n | Inc. Tax | O&M | Total |  | Allowance |  | (Deficit) | 9.037% | Year
0 2012 | 0 | 0 | 0 | 0 | 0 | 0 | 2012 NPV | 0 |  | 0 | 0 | 0
1 2013 | 0 | 0 | 0 | 0 | 0 | 0 | 0 | 0 |  | 0 | 0 | 1 |  | 12723 | -33410003.6125
2 2014 | 0 | 0 | 0 | 0 | 0 | 0 |  | 0 |  | 0 | 0 | 2 |  | 12723 | -33410003.6125
3 2015 | 0 | 0 | 0 | 0 | 0 | 0 |  | 0 |  | 0 | 0 | 3 |  | 0 | 0
4 2016 | 0 | 0 | 0 | 0 | 0 | 0 |  | 0 |  | 0 | 0 | 4
5 2017 | 0 | 0 | 0 | 0 | 0 | 0 |  | 0 |  | 0 | 0 | 5 |  | changes: | #DIV/0!
6 2018 | 0 | 0 | 0 | 0 | 0 | 0 |  | 0 |  | 0 | 0 | 6
7 2019 | 0 | 0 | 0 | 0 | 0 | 0 |  | 0 |  | 0 | 0 | 7 |  | Cont 2nd | 12723
8 2020 | 0 | 0 | 0 | 0 | 0 | 0 |  | 0 |  | 0 | 0 | 8
9 2021 | 0 | 0 | 0 | 0 | 0 | 0 |  | 0 |  | 0 | 0 | 9 |  | Cont_changed | #DIV/0!
10 2022 | 0 | 0 | 0 | 0 | 0 | 0 |  | 0 |  | 0 | 0 | 10
11 2023 | 0 | 0 | 0 | 0 | 0 | 0 |  | 0 |  | 0 | 0 | 11
12 2024 | 0 | 0 | 0 | 0 | 0 | 0 |  | 0 |  | 0 | 0 | 12
13 2025 | 0 | 0 | 0 | 0 | 0 | 0 |  | 0 |  | 0 | 0 | 13
14 2026 | 0 | 0 | 0 | 0 | 0 | 0 |  | 0 |  | 0 | 0 | 14
15 2027 | 0 | 0 | 0 | 0 | 0 | 0 |  | 0 |  | 0 | 0 | 15
16 2028 | 0 | 0 | 0 | 0 | 0 | 0 |  | 0 |  | 0 | 0 | 16
17 2029 | 0 | 0 | 0 | 0 | 0 | 0 |  | 0 |  | 0 | 0 | 17
18 2030 | 0 | 0 | 0 | 0 | 0 | 0 |  | 0 |  | 0 | 0 | 18
19 2031 | 0 | 0 | 0 | 0 | 0 | 0 |  | 0 |  | 0 | 0 | 19
20 2032 | 0 | 0 | 0 | 0 | 0 | 0 |  | 0 |  | 0 | 0 | 20
21 2033 | 0 | 0 | 0 | 0 | 0 | 0 |  | 0 |  | 0 | 0 | 21
22 2034 | 0 | 0 | 0 | 0 | 0 | 0 |  | 0 |  | 0 | 0 | 22
23 2035 | 0 | 0 | 0 | 0 | 0 | 0 |  | 0 |  | 0 | 0 | 23
24 2036 | 0 | 0 | 0 | 0 | 0 | 0 |  | 0 |  | 0 | 0 | 24
25 2037 | 0 | 0 | 0 | 0 | 0 | 0 |  | 0 |  | 0 | 0 | 25
26 2038 | 0 | 0 | 0 | 0 | 0 | 0 |  | 0 |  | 0 | 0 | 26
27 2039 | 0 | 0 | 0 | 0 | 0 | 0 |  | 0 |  | 0 | 0 | 27
28 2040 | 0 | 0 | 0 | 0 | 0 | 0 |  | 0 |  | 0 | 0 | 28
29 2041 | 0 | 0 | 0 | 0 | 0 | 0 |  | 0 |  | 0 | 0 | 29
30 2042 | 0 | 0 | 0 | 0 | 0 | 0 |  | 0 |  | 0 | 0 | 30
31 2043 | 0 | 0 | 0 | 0 | 0 | 0 |  | 0 |  | 0 | 0 | 31
32 2044 | 0 | 0 | 0 | 0 | 0 | 0 |  | 0 |  | 0 | 0 | 32
33 2045 | 0 | 0 | 0 | 0 | 0 | 0 |  | 0 |  | 0 | 0 | 33
34 2046 | 0 | 0 | 0 | 0 | 0 | 0 |  | 0 |  | 0 | 0 | 34
35 2047 | 0 | 0 | 0 | 0 | 0 | 0 |  | 0 |  | 0 | 0 | 35
36 2048 | 0 | 0 | 0 | 0 | 0 | 0 |  | 0 |  | 0 | 0 | 36
37 2049 | 0 | 0 | 0 | 0 | 0 | 0 |  | 0 |  | 0 | 0 | 37
38 2050 | 0 | 0 | 0 | 0 | 0 | 0 |  | 0 |  | 0 | 0 | 38
39 2051 | 0 | 0 | 0 | 0 | 0 | 0 |  | 0 |  | 0 | 0 | 39
40 2052 | 0 | 0 | 0 | 0 | 0 | 0 |  | 0 |  | 0 | 0 | 40
Total Revenue Area: (combines the two revenue facades)
| 0 | 1 | 2 | 3 | 4 | 5 | 6 | 7 | 8 | 9 | 10 | 11 | 12 | 13 | 14 | 15 | 16 | 17 | 18 | 19 | 20 | 21 | 22 | 23 | 24 | 25 | 26 | 27 | 28 | 29 | 30 | 31 | 32 | 33 | 34 | 35 | 36 | 37 | 38 | 39 | 40
| 0 | 0 | 0 | 0 | 0 | 0 | 0 | 0 | 0 | 0 | 0 | 0 | 0 | 0 | 0 | 0 | 0 | 0 | 0 | 0 | 0 | 0 | 0 | 0 | 0 | 0 | 0 | 0 | 0 | 0 | 0 | 0 | 0 | 0 | 0 | 0 | 0 | 0 | 0 | 0 | 0
|  | 0 | 1 | 2 | 3 | 4 | 5 | 6 | 7 | 8 | 9 | 10 | 11 | 12 | 13 | 14 | 15 | 16 | 17 | 18 | 19 | 20 | 21 | 22 | 23 | 24 | 25 | 26 | 27 | 28 | 29 | 30 | 31 | 32 | 33 | 34 | 35 | 36 | 37 | 38 | 39

## Assumptions Alternative 3 (hidden)
ATCO Electric Project Economic Evaluation | [5 empty] | Input data in | blue
Alternative 3 Name
| Alternative 3 Description |  |  |  |  | Calculated on: | 2013-11-13 15:24
Cost Impact
Assumptions:
1 | Financial Parameters
| Distribution Capital Structure and Cost | [5 empty] | Generation Capital Structure and Cost | [5 empty] | Incremental Depreciation Rates: |  | Service Life | Rate
|  | Return | Ratio | B.T. Cost | A.T. Cost |  |  | Return | Ratio | B.T. Cost | A.T. Cost |  | Transmission |  | 20 | 5%
| Debt | 5.8% | 56% | 3.248% | 3.248% |  | Debt | 5.8% | 56% | 3.248% | 3.248% |  | Distribution |  | 20 | 5%
| Preferred | 0% | 0% | 0% | 0% |  | Preferred | 0% | 0% | 0% | 0% |  | Communication |  | 20 | 5%
| Common | 9.21% | 44% | 5.789% | 4.052% |  | Common | 9.21% | 44% | 5.789% | 4.052% |  | "D" Other |  | 20 | 5%
| TOTALS |  |  | 9.037% | 7.3% |  | TOTALS |  |  | 9.037% | 7.3%
| 0 | [5 empty] | 0 | [5 empty] | 0
| Income Taxes and Escalation |  |  |  | 2011 | 2012 | 2013 | 2014 | >=2015
| Federal and Provincial Income Tax |  |  |  | 31.5% | 30% | 30% | 30% | 30%
Escalation
|  | Capital (T&D) |  |  |  | 2% | 2% | 2% | 2%
|  | O & M (T&D) |  |  |  | 2% | 2% | 2% | 2%
(50/50 blend of rate of labour & materials)
| 0 |  |  | 2013 Income Taxes |  | 30%
2 | All analysis are based on |  | 20 | of costs.
3 | Embedded distribution capital and O&M costs are not considered in analysis.
4 | Base Year ($) |  | 2012
| In-Service Date |  | 2013
5 | Incremental Capital Spending:
|  |  | Annual Escalation Factor | 1 | 1.02 | 1.02 | 1.02 | 1.02 | 1.02 | 1.02 | 1.02 | 1.02 | 1.02 | 1.02 | 1.02 | 1.02 | 1.02 | 1.02 | 1.02 | 1.02 | 1.02 | 1.02 | 1.02 | 1.02 | 1.02 | 1.02 | 1.02 | 1.02 | 1.02 | 1.02 | 1.02 | 1.02 | 1.02 | 1.02 | 1.02 | 1.02 | 1.02 | 1.02 | 1.02 | 1.02 | 1.02 | 1.02 | 1.02 | 1.02
|  |  | Compounded Escalation Factor | 1 | 1.02 | 1.0404 | 1.0612 | 1.0824 | 1.1041 | 1.1262 | 1.1487 | 1.1717 | 1.1951 | 1.219 | 1.2434 | 1.2682 | 1.2936 | 1.3195 | 1.3459 | 1.3728 | 1.4002 | 1.4282 | 1.4568 | 1.4859 | 1.5157 | 1.546 | 1.5769 | 1.6084 | 1.6406 | 1.6734 | 1.7069 | 1.741 | 1.7758 | 1.8114 | 1.8476 | 1.8845 | 1.9222 | 1.9607 | 1.9999 | 2.0399 | 2.0807 | 2.1223 | 2.1647 | 2.208
|  |  | ISD Index | 0 | 1 | 0 | 0 | 0 | 0 | 0 | 0 | 0 | 0 | 0 | 0 | 0 | 0 | 0 | 0 | 0 | 0 | 0 | 0 | 0 | 0 | 0 | 0 | 0 | 0 | 0 | 0 | 0 | 0 | 0 | 0 | 0 | 0 | 0 | 0 | 0 | 0 | 0 | 0 | 0
|  |  |  | 2012 | 2013 | 2014 | 2015 | 2016 | 2017 | 2018 | 2019 | 2020 | 2021 | 2022 | 2023 | 2024 | 2025 | 2026 | 2027 | 2028 | 2029 | 2030 | 2031 | 2032 | 2033 | 2034 | 2035 | 2036 | 2037 | 2038 | 2039 | 2040 | 2041 | 2042 | 2043 | 2044 | 2045 | 2046 | 2047 | 2048 | 2049 | 2050 | 2051 | 2052
| Enter capital expenditures in 2012 dollars |  |  | 0 | 1 | 2 | 3 | 4 | 5 | 6 | 7 | 8 | 9 | 10 | 11 | 12 | 13 | 14 | 15 | 16 | 17 | 18 | 19 | 20 | 21 | 22 | 23 | 24 | 25 | 26 | 27 | 28 | 29 | 30 | 31 | 32 | 33 | 34 | 35 | 36 | 37 | 38 | 39 | 40 | Nom $ Total | Real $ Total
(include ES&G and Contingency)
| Transmission |  |  | 0 | 0 | 0 | 0 | 0 | 0 | 0 | 0 | 0 | 0 | 0 | 0 | 0 | 0 | 0 | 0 | 0 | 0 | 0 | 0 | 0 | 0 | 0 | 0 | 0 | 0 | 0 | 0 | 0 | 0 | 0 | 0 | 0 | 0 | 0 | 0 | 0 | 0 | 0 | 0 | 0 |  | 0
| (inflated) |  |  | 0 | 0 | 0 | 0 | 0 | 0 | 0 | 0 | 0 | 0 | 0 | 0 | 0 | 0 | 0 | 0 | 0 | 0 | 0 | 0 | 0 | 0 | 0 | 0 | 0 | 0 | 0 | 0 | 0 | 0 | 0 | 0 | 0 | 0 | 0 | 0 | 0 | 0 | 0 | 0 | 0 | 0
| Distribution |  |  | 0 | 0 | 0 | 0 | 0 | 0 | 0 | 0 | 0 | 0 | 0 | 0 | 0 | 0 | 0 | 0 | 0 | 0 | 0 | 0 | 0 | 0 | 0 | 0 | 0 | 0 | 0 | 0 | 0 | 0 | 0 | 0 | 0 | 0 | 0 | 0 | 0 | 0 | 0 | 0 | 0 |  | 0
| (inflated) |  |  | 0 | 0 | 0 | 0 | 0 | 0 | 0 | 0 | 0 | 0 | 0 | 0 | 0 | 0 | 0 | 0 | 0 | 0 | 0 | 0 | 0 | 0 | 0 | 0 | 0 | 0 | 0 | 0 | 0 | 0 | 0 | 0 | 0 | 0 | 0 | 0 | 0 | 0 | 0 | 0 | 0 | 0
| Distribution Communications |  |  | 0 | 0 | 0 | 0 | 0 | 0 | 0 | 0 | 0 | 0 | 0 | 0 | 0 | 0 | 0 | 0 | 0 | 0 | 0 | 0 | 0 | 0 | 0 | 0 | 0 | 0 | 0 | 0 | 0 | 0 | 0 | 0 | 0 | 0 | 0 | 0 | 0 | 0 | 0 | 0 | 0 |  | 0
| (inflated) |  |  | 0 | 0 | 0 | 0 | 0 | 0 | 0 | 0 | 0 | 0 | 0 | 0 | 0 | 0 | 0 | 0 | 0 | 0 | 0 | 0 | 0 | 0 | 0 | 0 | 0 | 0 | 0 | 0 | 0 | 0 | 0 | 0 | 0 | 0 | 0 | 0 | 0 | 0 | 0 | 0 | 0 | 0
| Transmission Communications |  |  | 0 | 0 | 0 | 0 | 0 | 0 | 0 | 0 | 0 | 0 | 0 | 0 | 0 | 0 | 0 | 0 | 0 | 0 | 0 | 0 | 0 | 0 | 0 | 0 | 0 | 0 | 0 | 0 | 0 | 0 | 0 | 0 | 0 | 0 | 0 | 0 | 0 | 0 | 0 | 0 | 0 |  | 0
| (inflated) | (Telecom / Telecontrol) |  | 0 | 0 | 0 | 0 | 0 | 0 | 0 | 0 | 0 | 0 | 0 | 0 | 0 | 0 | 0 | 0 | 0 | 0 | 0 | 0 | 0 | 0 | 0 | 0 | 0 | 0 | 0 | 0 | 0 | 0 | 0 | 0 | 0 | 0 | 0 | 0 | 0 | 0 | 0 | 0 | 0 | 0
| Distribution Other |  |  | 0 | 0 | 0 | 0 | 0 | 0 | 0 | 0 | 0 | 0 | 0 | 0 | 0 | 0 | 0 | 0 | 0 | 0 | 0 | 0 | 0 | 0 | 0 | 0 | 0 | 0 | 0 | 0 | 0 | 0 | 0 | 0 | 0 | 0 | 0 | 0 | 0 | 0 | 0 | 0 | 0 |  | 0
| (inflated) |  |  | 0 | 0 | 0 | 0 | 0 | 0 | 0 | 0 | 0 | 0 | 0 | 0 | 0 | 0 | 0 | 0 | 0 | 0 | 0 | 0 | 0 | 0 | 0 | 0 | 0 | 0 | 0 | 0 | 0 | 0 | 0 | 0 | 0 | 0 | 0 | 0 | 0 | 0 | 0 | 0 | 0 | 0
| Total Capital Cost (2012$) |  |  | 0 | 0 | 0 | 0 | 0 | 0 | 0 | 0 | 0 | 0 | 0 | 0 | 0 | 0 | 0 | 0 | 0 | 0 | 0 | 0 | 0 | 0 | 0 | 0 | 0 | 0 | 0 | 0 | 0 | 0 | 0 | 0 | 0 | 0 | 0 | 0 | 0 | 0 | 0 | 0 | 0
| Total Capital Cost (Nom$) |  |  | 0 | 0 | 0 | 0 | 0 | 0 | 0 | 0 | 0 | 0 | 0 | 0 | 0 | 0 | 0 | 0 | 0 | 0 | 0 | 0 | 0 | 0 | 0 | 0 | 0 | 0 | 0 | 0 | 0 | 0 | 0 | 0 | 0 | 0 | 0 | 0 | 0 | 0 | 0 | 0 | 0 | 0 | 0
Source:
6 | AFUDC Calculation & Ratebase:
|  | Calculate AFUDC | No | 2012 0: (yes or no)
|  |  |  | 2012 | 2013 | 2014 | 2015 | 2016 | 2017 | 2018 | 2019 | 2020 | 2021 | 2022 | 2023 | 2024 | 2025 | 2026 | 2027 | 2028 | 2029 | 2030 | 2031 | 2032 | 2033 | 2034 | 2035 | 2036 | 2037 | 2038 | 2039 | 2040 | 2041 | 2042 | 2043 | 2044 | 2045 | 2046 | 2047 | 2048 | 2049 | 2050 | 2051 | 2052 | Total Capital w/
| Transmission |  |  | 0 | 1 | 2 | 3 | 4 | 5 | 6 | 7 | 8 | 9 | 10 | 11 | 12 | 13 | 14 | 15 | 16 | 17 | 18 | 19 | 20 | 21 | 22 | 23 | 24 | 25 | 26 | 27 | 28 | 29 | 30 | 31 | 32 | 33 | 34 | 35 | 36 | 37 | 38 | 39 | 40 | escalation & AFUDC
|  |  | Opening Balance | 0 | 0 | 0 | 0 | 0 | 0 | 0 | 0 | 0 | 0 | 0 | 0 | 0 | 0 | 0 | 0 | 0 | 0 | 0 | 0 | 0 | 0 | 0 | 0 | 0 | 0 | 0 | 0 | 0 | 0 | 0 | 0 | 0 | 0 | 0 | 0 | 0 | 0 | 0 | 0 | 0
|  |  | Capital Addition | 0 | 0 | 0 | 0 | 0 | 0 | 0 | 0 | 0 | 0 | 0 | 0 | 0 | 0 | 0 | 0 | 0 | 0 | 0 | 0 | 0 | 0 | 0 | 0 | 0 | 0 | 0 | 0 | 0 | 0 | 0 | 0 | 0 | 0 | 0 | 0 | 0 | 0 | 0 | 0 | 0
|  |  | 7.3% | 0 | 0 | 0 | 0 | 0 | 0 | 0 | 0 | 0 | 0 | 0 | 0 | 0 | 0 | 0 | 0 | 0 | 0 | 0 | 0 | 0 | 0 | 0 | 0 | 0 | 0 | 0 | 0 | 0 | 0 | 0 | 0 | 0 | 0 | 0 | 0 | 0 | 0 | 0 | 0 | 0
|  |  | RATEBASE | 0 | 0 | 0 | 0 | 0 | 0 | 0 | 0 | 0 | 0 | 0 | 0 | 0 | 0 | 0 | 0 | 0 | 0 | 0 | 0 | 0 | 0 | 0 | 0 | 0 | 0 | 0 | 0 | 0 | 0 | 0 | 0 | 0 | 0 | 0 | 0 | 0 | 0 | 0 | 0 | 0 | 0
Distribution
|  |  | Opening Balance | 0 | 0 | 0 | 0 | 0 | 0 | 0 | 0 | 0 | 0 | 0 | 0 | 0 | 0 | 0 | 0 | 0 | 0 | 0 | 0 | 0 | 0 | 0 | 0 | 0 | 0 | 0 | 0 | 0 | 0 | 0 | 0 | 0 | 0 | 0 | 0 | 0 | 0 | 0 | 0 | 0
|  |  | Capital Addition | 0 | 0 | 0 | 0 | 0 | 0 | 0 | 0 | 0 | 0 | 0 | 0 | 0 | 0 | 0 | 0 | 0 | 0 | 0 | 0 | 0 | 0 | 0 | 0 | 0 | 0 | 0 | 0 | 0 | 0 | 0 | 0 | 0 | 0 | 0 | 0 | 0 | 0 | 0 | 0 | 0
|  |  | 7.3% | 0 | 0 | 0 | 0 | 0 | 0 | 0 | 0 | 0 | 0 | 0 | 0 | 0 | 0 | 0 | 0 | 0 | 0 | 0 | 0 | 0 | 0 | 0 | 0 | 0 | 0 | 0 | 0 | 0 | 0 | 0 | 0 | 0 | 0 | 0 | 0 | 0 | 0 | 0 | 0 | 0
|  |  | RATEBASE | 0 | 0 | 0 | 0 | 0 | 0 | 0 | 0 | 0 | 0 | 0 | 0 | 0 | 0 | 0 | 0 | 0 | 0 | 0 | 0 | 0 | 0 | 0 | 0 | 0 | 0 | 0 | 0 | 0 | 0 | 0 | 0 | 0 | 0 | 0 | 0 | 0 | 0 | 0 | 0 | 0 | 0
Distribution Communications
|  |  | Opening Balance | 0 | 0 | 0 | 0 | 0 | 0 | 0 | 0 | 0 | 0 | 0 | 0 | 0 | 0 | 0 | 0 | 0 | 0 | 0 | 0 | 0 | 0 | 0 | 0 | 0 | 0 | 0 | 0 | 0 | 0 | 0 | 0 | 0 | 0 | 0 | 0 | 0 | 0 | 0 | 0 | 0
|  |  | Capital Addition | 0 | 0 | 0 | 0 | 0 | 0 | 0 | 0 | 0 | 0 | 0 | 0 | 0 | 0 | 0 | 0 | 0 | 0 | 0 | 0 | 0 | 0 | 0 | 0 | 0 | 0 | 0 | 0 | 0 | 0 | 0 | 0 | 0 | 0 | 0 | 0 | 0 | 0 | 0 | 0 | 0
|  |  | 7.3% | 0 | 0 | 0 | 0 | 0 | 0 | 0 | 0 | 0 | 0 | 0 | 0 | 0 | 0 | 0 | 0 | 0 | 0 | 0 | 0 | 0 | 0 | 0 | 0 | 0 | 0 | 0 | 0 | 0 | 0 | 0 | 0 | 0 | 0 | 0 | 0 | 0 | 0 | 0 | 0 | 0
|  |  | RATEBASE | 0 | 0 | 0 | 0 | 0 | 0 | 0 | 0 | 0 | 0 | 0 | 0 | 0 | 0 | 0 | 0 | 0 | 0 | 0 | 0 | 0 | 0 | 0 | 0 | 0 | 0 | 0 | 0 | 0 | 0 | 0 | 0 | 0 | 0 | 0 | 0 | 0 | 0 | 0 | 0 | 0 | 0
Transmission Communications
|  |  | Opening Balance | 0 | 0 | 0 | 0 | 0 | 0 | 0 | 0 | 0 | 0 | 0 | 0 | 0 | 0 | 0 | 0 | 0 | 0 | 0 | 0 | 0 | 0 | 0 | 0 | 0 | 0 | 0 | 0 | 0 | 0 | 0 | 0 | 0 | 0 | 0 | 0 | 0 | 0 | 0 | 0 | 0
|  |  | Capital Addition | 0 | 0 | 0 | 0 | 0 | 0 | 0 | 0 | 0 | 0 | 0 | 0 | 0 | 0 | 0 | 0 | 0 | 0 | 0 | 0 | 0 | 0 | 0 | 0 | 0 | 0 | 0 | 0 | 0 | 0 | 0 | 0 | 0 | 0 | 0 | 0 | 0 | 0 | 0 | 0 | 0
|  |  | 7.3% | 0 | 0 | 0 | 0 | 0 | 0 | 0 | 0 | 0 | 0 | 0 | 0 | 0 | 0 | 0 | 0 | 0 | 0 | 0 | 0 | 0 | 0 | 0 | 0 | 0 | 0 | 0 | 0 | 0 | 0 | 0 | 0 | 0 | 0 | 0 | 0 | 0 | 0 | 0 | 0 | 0
|  |  | RATEBASE | 0 | 0 | 0 | 0 | 0 | 0 | 0 | 0 | 0 | 0 | 0 | 0 | 0 | 0 | 0 | 0 | 0 | 0 | 0 | 0 | 0 | 0 | 0 | 0 | 0 | 0 | 0 | 0 | 0 | 0 | 0 | 0 | 0 | 0 | 0 | 0 | 0 | 0 | 0 | 0 | 0 | 0
Distribution Other
|  |  | Opening Balance | 0 | 0 | 0 | 0 | 0 | 0 | 0 | 0 | 0 | 0 | 0 | 0 | 0 | 0 | 0 | 0 | 0 | 0 | 0 | 0 | 0 | 0 | 0 | 0 | 0 | 0 | 0 | 0 | 0 | 0 | 0 | 0 | 0 | 0 | 0 | 0 | 0 | 0 | 0 | 0 | 0
|  |  | Capital Addition | 0 | 0 | 0 | 0 | 0 | 0 | 0 | 0 | 0 | 0 | 0 | 0 | 0 | 0 | 0 | 0 | 0 | 0 | 0 | 0 | 0 | 0 | 0 | 0 | 0 | 0 | 0 | 0 | 0 | 0 | 0 | 0 | 0 | 0 | 0 | 0 | 0 | 0 | 0 | 0 | 0
|  |  | 7.3% | 0 | 0 | 0 | 0 | 0 | 0 | 0 | 0 | 0 | 0 | 0 | 0 | 0 | 0 | 0 | 0 | 0 | 0 | 0 | 0 | 0 | 0 | 0 | 0 | 0 | 0 | 0 | 0 | 0 | 0 | 0 | 0 | 0 | 0 | 0 | 0 | 0 | 0 | 0 | 0 | 0
|  |  | RATEBASE | 0 | 0 | 0 | 0 | 0 | 0 | 0 | 0 | 0 | 0 | 0 | 0 | 0 | 0 | 0 | 0 | 0 | 0 | 0 | 0 | 0 | 0 | 0 | 0 | 0 | 0 | 0 | 0 | 0 | 0 | 0 | 0 | 0 | 0 | 0 | 0 | 0 | 0 | 0 | 0 | 0 | 0
Total Rate Base
|  |  | Opening Balance | 0 | 0 | 0 | 0 | 0 | 0 | 0 | 0 | 0 | 0 | 0 | 0 | 0 | 0 | 0 | 0 | 0 | 0 | 0 | 0 | 0 | 0 | 0 | 0 | 0 | 0 | 0 | 0 | 0 | 0 | 0 | 0 | 0 | 0 | 0 | 0 | 0 | 0 | 0 | 0 | 0
|  |  | Capital Addition | 0 | 0 | 0 | 0 | 0 | 0 | 0 | 0 | 0 | 0 | 0 | 0 | 0 | 0 | 0 | 0 | 0 | 0 | 0 | 0 | 0 | 0 | 0 | 0 | 0 | 0 | 0 | 0 | 0 | 0 | 0 | 0 | 0 | 0 | 0 | 0 | 0 | 0 | 0 | 0 | 0
|  |  | AFUDC | 0 | 0 | 0 | 0 | 0 | 0 | 0 | 0 | 0 | 0 | 0 | 0 | 0 | 0 | 0 | 0 | 0 | 0 | 0 | 0 | 0 | 0 | 0 | 0 | 0 | 0 | 0 | 0 | 0 | 0 | 0 | 0 | 0 | 0 | 0 | 0 | 0 | 0 | 0 | 0 | 0
|  |  | RATEBASE | 0 | 0 | 0 | 0 | 0 | 0 | 0 | 0 | 0 | 0 | 0 | 0 | 0 | 0 | 0 | 0 | 0 | 0 | 0 | 0 | 0 | 0 | 0 | 0 | 0 | 0 | 0 | 0 | 0 | 0 | 0 | 0 | 0 | 0 | 0 | 0 | 0 | 0 | 0 | 0 | 0 | 0
7 | Incremental Operation and Maintenance Costs:
|  |  | Annual Escalation Factor | 1 | 1.02 | 1.02 | 1.02 | 1.02 | 1.02 | 1.02 | 1.02 | 1.02 | 1.02 | 1.02 | 1.02 | 1.02 | 1.02 | 1.02 | 1.02 | 1.02 | 1.02 | 1.02 | 1.02 | 1.02 | 1.02 | 1.02 | 1.02 | 1.02 | 1.02 | 1.02 | 1.02 | 1.02 | 1.02 | 1.02 | 1.02 | 1.02 | 1.02 | 1.02 | 1.02 | 1.02 | 1.02 | 1.02 | 1.02 | 1.02
|  |  | Compounded Escalation Factor | 1 | 1.02 | 1.0404 | 1.0612 | 1.0824 | 1.1041 | 1.1262 | 1.1487 | 1.1717 | 1.1951 | 1.219 | 1.2434 | 1.2682 | 1.2936 | 1.3195 | 1.3459 | 1.3728 | 1.4002 | 1.4282 | 1.4568 | 1.4859 | 1.5157 | 1.546 | 1.5769 | 1.6084 | 1.6406 | 1.6734 | 1.7069 | 1.741 | 1.7758 | 1.8114 | 1.8476 | 1.8845 | 1.9222 | 1.9607 | 1.9999 | 2.0399 | 2.0807 | 2.1223 | 2.1647 | 2.208
|  |  | ISD Index | 0 | 1 | 0 | 0 | 0 | 0 | 0 | 0 | 0 | 0 | 0 | 0 | 0 | 0 | 0 | 0 | 0 | 0 | 0 | 0 | 0 | 0 | 0 | 0 | 0 | 0 | 0 | 0 | 0 | 0 | 0 | 0 | 0 | 0 | 0 | 0 | 0 | 0 | 0 | 0 | 0
| O&M Calculated based on Percentage of Rate Base (Nom$) |  |  | (yes or no) 2013 1: Yes; (yes or no) 2014 2: (yes or no)
If non-linear O&M is required, manually input the data into the Manual Input table.
O & M based on a percentage of capital cost at ISD, escalated thereafter.
|  |  |  | 2012 | 2013 | 2014 | 2015 | 2016 | 2017 | 2018 | 2019 | 2020 | 2021 | 2022 | 2023 | 2024 | 2025 | 2026 | 2027 | 2028 | 2029 | 2030 | 2031 | 2032 | 2033 | 2034 | 2035 | 2036 | 2037 | 2038 | 2039 | 2040 | 2041 | 2042 | 2043 | 2044 | 2045 | 2046 | 2047 | 2048 | 2049 | 2050 | 2051 | 2052
|  |  | O&M Rates | 0 | 1 | 2 | 3 | 4 | 5 | 6 | 7 | 8 | 9 | 10 | 11 | 12 | 13 | 14 | 15 | 16 | 17 | 18 | 19 | 20 | 21 | 22 | 23 | 24 | 25 | 26 | 27 | 28 | 29 | 30 | 31 | 32 | 33 | 34 | 35 | 36 | 37 | 38 | 39 | 40
| Transmission Rate = |  | 0% | 0 | 0 | 0 | 0 | 0 | 0 | 0 | 0 | 0 | 0 | 0 | 0 | 0 | 0 | 0 | 0 | 0 | 0 | 0 | 0 | 0 | 0 | 0 | 0 | 0 | 0 | 0 | 0 | 0 | 0 | 0 | 0 | 0 | 0 | 0 | 0 | 0 | 0 | 0 | 0 | 0
| Distribution Rate = |  | 0% | 0 | 0 | 0 | 0 | 0 | 0 | 0 | 0 | 0 | 0 | 0 | 0 | 0 | 0 | 0 | 0 | 0 | 0 | 0 | 0 | 0 | 0 | 0 | 0 | 0 | 0 | 0 | 0 | 0 | 0 | 0 | 0 | 0 | 0 | 0 | 0 | 0 | 0 | 0 | 0 | 0
| Distribution Communications Rate = |  | 0% | 0 | 0 | 0 | 0 | 0 | 0 | 0 | 0 | 0 | 0 | 0 | 0 | 0 | 0 | 0 | 0 | 0 | 0 | 0 | 0 | 0 | 0 | 0 | 0 | 0 | 0 | 0 | 0 | 0 | 0 | 0 | 0 | 0 | 0 | 0 | 0 | 0 | 0 | 0 | 0 | 0
| Transmission Communications Rate = |  | 0% | 0 | 0 | 0 | 0 | 0 | 0 | 0 | 0 | 0 | 0 | 0 | 0 | 0 | 0 | 0 | 0 | 0 | 0 | 0 | 0 | 0 | 0 | 0 | 0 | 0 | 0 | 0 | 0 | 0 | 0 | 0 | 0 | 0 | 0 | 0 | 0 | 0 | 0 | 0 | 0 | 0
| Distribution Other Rate = |  | 0% | 0 | 0 | 0 | 0 | 0 | 0 | 0 | 0 | 0 | 0 | 0 | 0 | 0 | 0 | 0 | 0 | 0 | 0 | 0 | 0 | 0 | 0 | 0 | 0 | 0 | 0 | 0 | 0 | 0 | 0 | 0 | 0 | 0 | 0 | 0 | 0 | 0 | 0 | 0 | 0 | 0
|  | Total |  | 0 | 0 | 0 | 0 | 0 | 0 | 0 | 0 | 0 | 0 | 0 | 0 | 0 | 0 | 0 | 0 | 0 | 0 | 0 | 0 | 0 | 0 | 0 | 0 | 0 | 0 | 0 | 0 | 0 | 0 | 0 | 0 | 0 | 0 | 0 | 0 | 0 | 0 | 0 | 0 | 0
O&M Manual Input (2012$)
|  |  |  | 0 | 1 | 2 | 3 | 4 | 5 | 6 | 7 | 8 | 9 | 10 | 11 | 12 | 13 | 14 | 15 | 16 | 17 | 18 | 19 | 20 | 21 | 22 | 23 | 24 | 25 | 26 | 27 | 28 | 29 | 30 | 31 | 32 | 33 | 34 | 35 | 36 | 37 | 38 | 39 | 40
|  | Transmission O&M |  | 0 | 0 | 0 | 0 | 0 | 0 | 0 | 0 | 0 | 0 | 0 | 0 | 0 | 0 | 0 | 0 | 0 | 0 | 0 | 0 | 0 | 0 | 0 | 0 | 0 | 0 | 0 | 0 | 0 | 0 | 0 | 0 | 0 | 0 | 0 | 0 | 0 | 0 | 0 | 0 | 0
|  | Distribution O&M |  | 0 | 0 | 0 | 0 | 0 | 0 | 0 | 0 | 0 | 0 | 0 | 0 | 0 | 0 | 0 | 0 | 0 | 0 | 0 | 0 | 0 | 0 | 0 | 0 | 0 | 0 | 0 | 0 | 0 | 0 | 0 | 0 | 0 | 0 | 0 | 0 | 0 | 0 | 0 | 0 | 0
|  | Distribution Communications O&M |  | 0 | 0 | 0 | 0 | 0 | 0 | 0 | 0 | 0 | 0 | 0 | 0 | 0 | 0 | 0 | 0 | 0 | 0 | 0 | 0 | 0 | 0 | 0 | 0 | 0 | 0 | 0 | 0 | 0 | 0 | 0 | 0 | 0 | 0 | 0 | 0 | 0 | 0 | 0 | 0 | 0
|  | Transmission Communications O&M |  | 0 | 0 | 0 | 0 | 0 | 0 | 0 | 0 | 0 | 0 | 0 | 0 | 0 | 0 | 0 | 0 | 0 | 0 | 0 | 0 | 0 | 0 | 0 | 0 | 0 | 0 | 0 | 0 | 0 | 0 | 0 | 0 | 0 | 0 | 0 | 0 | 0 | 0 | 0 | 0 | 0
|  | Distribution Other O&M |  | 0 | 0 | 0 | 0 | 0 | 0 | 0 | 0 | 0 | 0 | 0 | 0 | 0 | 0 | 0 | 0 | 0 | 0 | 0 | 0 | 0 | 0 | 0 | 0 | 0 | 0 | 0 | 0 | 0 | 0 | 0 | 0 | 0 | 0 | 0 | 0 | 0 | 0 | 0 | 0 | 0
|  |  |  | 0 | 0 | 0 | 0 | 0 | 0 | 0 | 0 | 0 | 0 | 0 | 0 | 0 | 0 | 0 | 0 | 0 | 0 | 0 | 0 | 0 | 0 | 0 | 0 | 0 | 0 | 0 | 0 | 0 | 0 | 0 | 0 | 0 | 0 | 0 | 0 | 0 | 0 | 0 | 0 | 0
Escalated Manually Input O&M (Nom$)
|  |  |  | 0 | 1 | 2 | 3 | 4 | 5 | 6 | 7 | 8 | 9 | 10 | 11 | 12 | 13 | 14 | 15 | 16 | 17 | 18 | 19 | 20 | 21 | 22 | 23 | 24 | 25 | 26 | 27 | 28 | 29 | 30 | 31 | 32 | 33 | 34 | 35 | 36 | 37 | 38 | 39 | 40
|  | Transmission O&M |  | 0 | 0 | 0 | 0 | 0 | 0 | 0 | 0 | 0 | 0 | 0 | 0 | 0 | 0 | 0 | 0 | 0 | 0 | 0 | 0 | 0 | 0 | 0 | 0 | 0 | 0 | 0 | 0 | 0 | 0 | 0 | 0 | 0 | 0 | 0 | 0 | 0 | 0 | 0 | 0 | 0
|  | Distribution O&M |  | 0 | 0 | 0 | 0 | 0 | 0 | 0 | 0 | 0 | 0 | 0 | 0 | 0 | 0 | 0 | 0 | 0 | 0 | 0 | 0 | 0 | 0 | 0 | 0 | 0 | 0 | 0 | 0 | 0 | 0 | 0 | 0 | 0 | 0 | 0 | 0 | 0 | 0 | 0 | 0 | 0
|  | Distribution Communications O&M |  | 0 | 0 | 0 | 0 | 0 | 0 | 0 | 0 | 0 | 0 | 0 | 0 | 0 | 0 | 0 | 0 | 0 | 0 | 0 | 0 | 0 | 0 | 0 | 0 | 0 | 0 | 0 | 0 | 0 | 0 | 0 | 0 | 0 | 0 | 0 | 0 | 0 | 0 | 0 | 0 | 0
|  | Transmission Communications O&M |  | 0 | 0 | 0 | 0 | 0 | 0 | 0 | 0 | 0 | 0 | 0 | 0 | 0 | 0 | 0 | 0 | 0 | 0 | 0 | 0 | 0 | 0 | 0 | 0 | 0 | 0 | 0 | 0 | 0 | 0 | 0 | 0 | 0 | 0 | 0 | 0 | 0 | 0 | 0 | 0 | 0
|  | Distribution Other O&M |  | 0 | 0 | 0 | 0 | 0 | 0 | 0 | 0 | 0 | 0 | 0 | 0 | 0 | 0 | 0 | 0 | 0 | 0 | 0 | 0 | 0 | 0 | 0 | 0 | 0 | 0 | 0 | 0 | 0 | 0 | 0 | 0 | 0 | 0 | 0 | 0 | 0 | 0 | 0 | 0 | 0
|  |  |  | 0 | 0 | 0 | 0 | 0 | 0 | 0 | 0 | 0 | 0 | 0 | 0 | 0 | 0 | 0 | 0 | 0 | 0 | 0 | 0 | 0 | 0 | 0 | 0 | 0 | 0 | 0 | 0 | 0 | 0 | 0 | 0 | 0 | 0 | 0 | 0 | 0 | 0 | 0 | 0 | 0
Source:
8 | Incremental Annual Operation and Maintenance Savings:
Manually input the continuous O&M savings. The savings will appear at the ISD and will automatically extrapolate thereafter.
If there are non-continuous savings, manually input the amounts in the corresponding years as negative numbers in the above Section #7.
[5 empty] | Savings in |  |  | Escalated
[5 empty] | 2012 Dollars | (Enter negative numbers) |  | Savings in ISD Year (2013)
|  |  | Transmission | 1: 0; 4: 0
|  |  | Distribution | 1: 0; 4: 0
|  |  | Distribution Communications | 1: 0; 4: 0
|  |  | Transmission Communications | 1: 0; 4: 0
|  |  | Distribution Other | 1: 0; 4: 0
[5 empty] | 0 |  |  | 0
|  |  | Source: | 1: Savings will be escalated after year 1
9 | Load and Assumptions:
If additional load is required in subsequent years, manually input the data in corresponding years. This is for information only.
[6 empty] | Distribution | Transmission
| Current Peak Load: |  | 0 | 0: Load Factor:; 2: 80%; 3: 83%
| Load Growth Forecast: |  | 0% | 0: Loss Factor:; 2: 65.27%; 3: 70.03%
|  |  |  | Growth Loss Factor: |  | 0% | 0%
Source: Bruce Ramsay, Load Research
|  |  |  | 0 | 1 | 2 | 3 | 4 | 5 | 6 | 7 | 8 | 9 | 10 | 11 | 12 | 13 | 14 | 15 | 16 | 17 | 18 | 19 | 20 | 21 | 22 | 23 | 24 | 25 | 26 | 27 | 28 | 29 | 30 | 31 | 32 | 33 | 34 | 35 | 36 | 37 | 38 | 39 | 40
|  |  |  | 2012 | 2013 | 2014 | 2015 | 2016 | 2017 | 2018 | 2019 | 2020 | 2021 | 2022 | 2023 | 2024 | 2025 | 2026 | 2027 | 2028 | 2029 | 2030 | 2031 | 2032 | 2033 | 2034 | 2035 | 2036 | 2037 | 2038 | 2039 | 2040 | 2041 | 2042 | 2043 | 2044 | 2045 | 2046 | 2047 | 2048 | 2049 | 2050 | 2051 | 2052
|  |  | Peak Load: | 0 | 0 | 0 | 0 | 0 | 0 | 0 | 0 | 0 | 0 | 0 | 0 | 0 | 0 | 0 | 0 | 0 | 0 | 0 | 0 | 0 | 0 | 0 | 0 | 0 | 0 | 0 | 0 | 0 | 0 | 0 | 0 | 0 | 0 | 0 | 0 | 0 | 0 | 0 | 0 | 0
|  |  | Manual Load Input: | 0 | 0 | 0 | 0 | 0 | 0 | 0 | 0 | 0 | 0 | 0 | 0 | 0 | 0 | 0 | 0 | 0 | 0 | 0 | 0 | 0 | 0 | 0 | 0 | 0 | 0 | 0 | 0 | 0 | 0 | 0 | 0 | 0 | 0 | 0 | 0 | 0 | 0 | 0 | 0 | 0
|  |  | TOTAL Load: | 0 | 0 | 0 | 0 | 0 | 0 | 0 | 0 | 0 | 0 | 0 | 0 | 0 | 0 | 0 | 0 | 0 | 0 | 0 | 0 | 0 | 0 | 0 | 0 | 0 | 0 | 0 | 0 | 0 | 0 | 0 | 0 | 0 | 0 | 0 | 0 | 0 | 0 | 0 | 0 | 0
Source:
10 | Distribution Peak Line Losses:
(yes or no)
|  | Distribution Losses @ ISD: | 0 | Source: Bruce Ramsay, Load Research 0 2012: Future losses based on Growth Loss Factor; Source: Bruce Ramsay, Load Research 3 2015: Yes; Source: Bruce Ramsay, Load Research 4 2016: (if no, manually input the Losses in the corresponding year)
|  |  |  | 0 | 1 | 2 | 3 | 4 | 5 | 6 | 7 | 8 | 9 | 10 | 11 | 12 | 13 | 14 | 15 | 16 | 17 | 18 | 19 | 20 | 21 | 22 | 23 | 24 | 25 | 26 | 27 | 28 | 29 | 30 | 31 | 32 | 33 | 34 | 35 | 36 | 37 | 38 | 39 | 40
|  |  |  | 2012 | 2013 | 2014 | 2015 | 2016 | 2017 | 2018 | 2019 | 2020 | 2021 | 2022 | 2023 | 2024 | 2025 | 2026 | 2027 | 2028 | 2029 | 2030 | 2031 | 2032 | 2033 | 2034 | 2035 | 2036 | 2037 | 2038 | 2039 | 2040 | 2041 | 2042 | 2043 | 2044 | 2045 | 2046 | 2047 | 2048 | 2049 | 2050 | 2051 | 2052
|  |  | Distribution Peak Losses: | 0 | 0 | 0 | 0 | 0 | 0 | 0 | 0 | 0 | 0 | 0 | 0 | 0 | 0 | 0 | 0 | 0 | 0 | 0 | 0 | 0 | 0 | 0 | 0 | 0 | 0 | 0 | 0 | 0 | 0 | 0 | 0 | 0 | 0 | 0 | 0 | 0 | 0 | 0 | 0 | 0
|  |  | Manual Loss Input: | 0 | 0 | 0 | 0 | 0 | 0 | 0 | 0 | 0 | 0 | 0 | 0 | 0 | 0 | 0 | 0 | 0 | 0 | 0 | 0 | 0 | 0 | 0 | 0 | 0 | 0 | 0 | 0 | 0 | 0 | 0 | 0 | 0 | 0 | 0 | 0 | 0 | 0 | 0 | 0 | 0
|  |  | TOTAL: | 0 | 0 | 0 | 0 | 0 | 0 | 0 | 0 | 0 | 0 | 0 | 0 | 0 | 0 | 0 | 0 | 0 | 0 | 0 | 0 | 0 | 0 | 0 | 0 | 0 | 0 | 0 | 0 | 0 | 0 | 0 | 0 | 0 | 0 | 0 | 0 | 0 | 0 | 0 | 0 | 0
Source:
11 | Transmission Peak Line Losses:
(yes or no)
|  | Transmission Losses @ ISD: | 0 | Future losses based on Growth Loss Factor 0 2012: Future losses based on Growth Loss Factor; Yes 3 2015: Yes; (if no, manually input the Losses in the corresponding year) 4 2016: (if no, manually input the Losses in the corresponding year)
|  |  |  | 0 | 1 | 2 | 3 | 4 | 5 | 6 | 7 | 8 | 9 | 10 | 11 | 12 | 13 | 14 | 15 | 16 | 17 | 18 | 19 | 20 | 21 | 22 | 23 | 24 | 25 | 26 | 27 | 28 | 29 | 30 | 31 | 32 | 33 | 34 | 35 | 36 | 37 | 38 | 39 | 40
|  |  |  | 2012 | 2013 | 2014 | 2015 | 2016 | 2017 | 2018 | 2019 | 2020 | 2021 | 2022 | 2023 | 2024 | 2025 | 2026 | 2027 | 2028 | 2029 | 2030 | 2031 | 2032 | 2033 | 2034 | 2035 | 2036 | 2037 | 2038 | 2039 | 2040 | 2041 | 2042 | 2043 | 2044 | 2045 | 2046 | 2047 | 2048 | 2049 | 2050 | 2051 | 2052
|  |  | Transmission Peak Losses: | 0 | 0 | 0 | 0 | 0 | 0 | 0 | 0 | 0 | 0 | 0 | 0 | 0 | 0 | 0 | 0 | 0 | 0 | 0 | 0 | 0 | 0 | 0 | 0 | 0 | 0 | 0 | 0 | 0 | 0 | 0 | 0 | 0 | 0 | 0 | 0 | 0 | 0 | 0 | 0 | 0
|  |  | Manual Input: | 0 | 0 | 0 | 0 | 0 | 0 | 0 | 0 | 0 | 0 | 0 | 0 | 0 | 0 | 0 | 0 | 0 | 0 | 0 | 0 | 0 | 0 | 0 | 0 | 0 | 0 | 0 | 0 | 0 | 0 | 0 | 0 | 0 | 0 | 0 | 0 | 0 | 0 | 0 | 0 | 0
|  |  | TOTAL: | 0 | 0 | 0 | 0 | 0 | 0 | 0 | 0 | 0 | 0 | 0 | 0 | 0 | 0 | 0 | 0 | 0 | 0 | 0 | 0 | 0 | 0 | 0 | 0 | 0 | 0 | 0 | 0 | 0 | 0 | 0 | 0 | 0 | 0 | 0 | 0 | 0 | 0 | 0 | 0 | 0
Source:
12 | Cost of Energy: |  | 2012 | Future losses based on Growth Loss Factor 0 2012: 2013; Future losses based on Growth Loss Factor 1 2013: 2014; Future losses based on Growth Loss Factor 2 2014: 2015; Yes 3 2015: 2016; (if no, manually input the Losses in the corresponding year) 4 2016: Escalation therafter
| Power Pool Energy Price ($/MWh) |  | 70.875 | Future losses based on Growth Loss Factor 0 2012: 51.5; Future losses based on Growth Loss Factor 1 2013: 47.5; Future losses based on Growth Loss Factor 2 2014: 51; Yes 3 2015: 54.5; (if no, manually input the Losses in the corresponding year) 4 2016: 2%
| Source: | Chase Energy Report dated May 2, 2013
13 | Distribution Line Loss Calculation:
(Peak Losses x (LF)^1.912 x 8,760 x Price)
|  |  |  | 2012 | 2013 | 2014 | 2015 | 2016 | 2017 | 2018 | 2019 | 2020 | 2021 | 2022 | 2023 | 2024 | 2025 | 2026 | 2027 | 2028 | 2029 | 2030 | 2031 | 2032 | 2033 | 2034 | 2035 | 2036 | 2037 | 2038 | 2039 | 2040 | 2041 | 2042 | 2043 | 2044 | 2045 | 2046 | 2047 | 2048 | 2049 | 2050 | 2051 | 2052
|  |  |  | 0 | 1 | 2 | 3 | 4 | 5 | 6 | 7 | 8 | 9 | 10 | 11 | 12 | 13 | 14 | 15 | 16 | 17 | 18 | 19 | 20 | 21 | 22 | 23 | 24 | 25 | 26 | 27 | 28 | 29 | 30 | 31 | 32 | 33 | 34 | 35 | 36 | 37 | 38 | 39 | 40
|  | Line Losses (kW.h) |  | 0 | 0 | 0 | 0 | 0 | 0 | 0 | 0 | 0 | 0 | 0 | 0 | 0 | 0 | 0 | 0 | 0 | 0 | 0 | 0 | 0 | 0 | 0 | 0 | 0 | 0 | 0 | 0 | 0 | 0 | 0 | 0 | 0 | 0 | 0 | 0 | 0 | 0 | 0 | 0 | 0
|  | Cost of Energy (Nom$/kWh) |  | 0.070875 | 0.0515 | 0.0475 | 0.051 | 0.0545 | 0.05559 | 0.056702 | 0.057836 | 0.058993 | 0.060172 | 0.061376 | 0.062603 | 0.063855 | 0.065133 | 0.066435 | 0.067764 | 0.069119 | 0.070502 | 0.071912 | 0.07335 | 0.074817 | 0.076313 | 0.077839 | 0.079396 | 0.080984 | 0.082604 | 0.084256 | 0.085941 | 0.08766 | 0.089413 | 0.091201 | 0.093025 | 0.094886 | 0.096784 | 0.098719 | 0.10069 | 0.10271 | 0.10476 | 0.10686 | 0.10899 | 0.11117
|  | Line Loss Value (Nom$) |  | 0 | 0 | 0 | 0 | 0 | 0 | 0 | 0 | 0 | 0 | 0 | 0 | 0 | 0 | 0 | 0 | 0 | 0 | 0 | 0 | 0 | 0 | 0 | 0 | 0 | 0 | 0 | 0 | 0 | 0 | 0 | 0 | 0 | 0 | 0 | 0 | 0 | 0 | 0 | 0 | 0
14 | Transmission Line Loss Calculation:
(Peak Losses x (LF)^1.912 x 8,760 x Price)
|  |  |  | 2012 | 2013 | 2014 | 2015 | 2016 | 2017 | 2018 | 2019 | 2020 | 2021 | 2022 | 2023 | 2024 | 2025 | 2026 | 2027 | 2028 | 2029 | 2030 | 2031 | 2032 | 2033 | 2034 | 2035 | 2036 | 2037 | 2038 | 2039 | 2040 | 2041 | 2042 | 2043 | 2044 | 2045 | 2046 | 2047 | 2048 | 2049 | 2050 | 2051 | 2052
|  |  |  | 0 | 1 | 2 | 3 | 4 | 5 | 6 | 7 | 8 | 9 | 10 | 11 | 12 | 13 | 14 | 15 | 16 | 17 | 18 | 19 | 20 | 21 | 22 | 23 | 24 | 25 | 26 | 27 | 28 | 29 | 30 | 31 | 32 | 33 | 34 | 35 | 36 | 37 | 38 | 39 | 40
|  | Line Losses (kW.h) |  | 0 | 0 | 0 | 0 | 0 | 0 | 0 | 0 | 0 | 0 | 0 | 0 | 0 | 0 | 0 | 0 | 0 | 0 | 0 | 0 | 0 | 0 | 0 | 0 | 0 | 0 | 0 | 0 | 0 | 0 | 0 | 0 | 0 | 0 | 0 | 0 | 0 | 0 | 0 | 0 | 0
|  | Cost of Energy (Nom$/kWh) |  | 0.070875 | 0.0515 | 0.0475 | 0.051 | 0.0545 | 0.05559 | 0.056702 | 0.057836 | 0.058993 | 0.060172 | 0.061376 | 0.062603 | 0.063855 | 0.065133 | 0.066435 | 0.067764 | 0.069119 | 0.070502 | 0.071912 | 0.07335 | 0.074817 | 0.076313 | 0.077839 | 0.079396 | 0.080984 | 0.082604 | 0.084256 | 0.085941 | 0.08766 | 0.089413 | 0.091201 | 0.093025 | 0.094886 | 0.096784 | 0.098719 | 0.10069 | 0.10271 | 0.10476 | 0.10686 | 0.10899 | 0.11117
|  | Line Loss Value (Nom$) |  | 0 | 0 | 0 | 0 | 0 | 0 | 0 | 0 | 0 | 0 | 0 | 0 | 0 | 0 | 0 | 0 | 0 | 0 | 0 | 0 | 0 | 0 | 0 | 0 | 0 | 0 | 0 | 0 | 0 | 0 | 0 | 0 | 0 | 0 | 0 | 0 | 0 | 0 | 0 | 0 | 0
15 | Insurance and Property Tax: |  |  | 2013 1: Include Ins. & Prop. Tax:; 2014 2: Yes; 2015 3: (yes or no)
Insurance and property tax is a percentage of property in service on an annual basis.
|  |  |  | Property Tax | Insurance
| Transmission |  |  | 2012 0: 0.914%; 2013 1: 0.127%
| Distribution |  |  | 2012 0: 0.235%; 2013 1: 0.082%
| Communication |  |  | 2012 0: 0.966%; 2013 1: 0.116%
| Distribution Other |  |  | 2012 0: 0.076%; 2013 1: 0.078%
|  |  |  | 2012 | 2013 | 2014 | 2015 | 2016 | 2017 | 2018 | 2019 | 2020 | 2021 | 2022 | 2023 | 2024 | 2025 | 2026 | 2027 | 2028 | 2029 | 2030 | 2031 | 2032 | 2033 | 2034 | 2035 | 2036 | 2037 | 2038 | 2039 | 2040 | 2041 | 2042 | 2043 | 2044 | 2045 | 2046 | 2047 | 2048 | 2049 | 2050 | 2051 | 2052
|  | Year: |  | 0 | 1 | 2 | 3 | 4 | 5 | 6 | 7 | 8 | 9 | 10 | 11 | 12 | 13 | 14 | 15 | 16 | 17 | 18 | 19 | 20 | 21 | 22 | 23 | 24 | 25 | 26 | 27 | 28 | 29 | 30 | 31 | 32 | 33 | 34 | 35 | 36 | 37 | 38 | 39 | 40
|  | Transmission |  | 0 | 0 | 0 | 0 | 0 | 0 | 0 | 0 | 0 | 0 | 0 | 0 | 0 | 0 | 0 | 0 | 0 | 0 | 0 | 0 | 0 | 0 | 0 | 0 | 0 | 0 | 0 | 0 | 0 | 0 | 0 | 0 | 0 | 0 | 0 | 0 | 0 | 0 | 0 | 0 | 0
|  | Distribution |  | 0 | 0 | 0 | 0 | 0 | 0 | 0 | 0 | 0 | 0 | 0 | 0 | 0 | 0 | 0 | 0 | 0 | 0 | 0 | 0 | 0 | 0 | 0 | 0 | 0 | 0 | 0 | 0 | 0 | 0 | 0 | 0 | 0 | 0 | 0 | 0 | 0 | 0 | 0 | 0 | 0
|  | Distribution Communications |  | 0 | 0 | 0 | 0 | 0 | 0 | 0 | 0 | 0 | 0 | 0 | 0 | 0 | 0 | 0 | 0 | 0 | 0 | 0 | 0 | 0 | 0 | 0 | 0 | 0 | 0 | 0 | 0 | 0 | 0 | 0 | 0 | 0 | 0 | 0 | 0 | 0 | 0 | 0 | 0 | 0
|  | Transmission Communications |  | 0 | 0 | 0 | 0 | 0 | 0 | 0 | 0 | 0 | 0 | 0 | 0 | 0 | 0 | 0 | 0 | 0 | 0 | 0 | 0 | 0 | 0 | 0 | 0 | 0 | 0 | 0 | 0 | 0 | 0 | 0 | 0 | 0 | 0 | 0 | 0 | 0 | 0 | 0 | 0 | 0
|  | Distribution Other |  | 0 | 0 | 0 | 0 | 0 | 0 | 0 | 0 | 0 | 0 | 0 | 0 | 0 | 0 | 0 | 0 | 0 | 0 | 0 | 0 | 0 | 0 | 0 | 0 | 0 | 0 | 0 | 0 | 0 | 0 | 0 | 0 | 0 | 0 | 0 | 0 | 0 | 0 | 0 | 0 | 0
|  | Total |  | 0 | 0 | 0 | 0 | 0 | 0 | 0 | 0 | 0 | 0 | 0 | 0 | 0 | 0 | 0 | 0 | 0 | 0 | 0 | 0 | 0 | 0 | 0 | 0 | 0 | 0 | 0 | 0 | 0 | 0 | 0 | 0 | 0 | 0 | 0 | 0 | 0 | 0 | 0 | 0 | 0
Source: D. Freedman, Regulation & Business Plans
16 | Salvage and Early Retirement:
In the event some equipment must be retired early, the NBV will be treated as an increase to accumulated depreciation, hence an increase to project costs.
Salvage costs are included in the depreciation expense.
Re-deployed assets have no effect in this analysis. (Manual input)
|  |  |  | 2012 | 2013 | 2014 | 2015 | 2016 | 2017 | 2018 | 2019 | 2020 | 2021 | 2022 | 2023 | 2024 | 2025 | 2026 | 2027 | 2028 | 2029 | 2030 | 2031 | 2032 | 2033 | 2034 | 2035 | 2036 | 2037 | 2038 | 2039 | 2040 | 2041 | 2042 | 2043 | 2044 | 2045 | 2046 | 2047 | 2048 | 2049 | 2050 | 2051 | 2052
|  | Year: |  | 0 | 1 | 2 | 3 | 4 | 5 | 6 | 7 | 8 | 9 | 10 | 11 | 12 | 13 | 14 | 15 | 16 | 17 | 18 | 19 | 20 | 21 | 22 | 23 | 24 | 25 | 26 | 27 | 28 | 29 | 30 | 31 | 32 | 33 | 34 | 35 | 36 | 37 | 38 | 39 | 40
|  | Transmission NBV |  | 0 | 0 | 0 | 0 | 0 | 0 | 0 | 0 | 0 | 0 | 0 | 0 | 0 | 0 | 0 | 0 | 0 | 0 | 0 | 0 | 0 | 0 | 0 | 0 | 0 | 0 | 0 | 0 | 0 | 0 | 0 | 0 | 0 | 0 | 0 | 0 | 0 | 0 | 0 | 0 | 0
|  | Distribution NBV |  | 0 | 0 | 0 | 0 | 0 | 0 | 0 | 0 | 0 | 0 | 0 | 0 | 0 | 0 | 0 | 0 | 0 | 0 | 0 | 0 | 0 | 0 | 0 | 0 | 0 | 0 | 0 | 0 | 0 | 0 | 0 | 0 | 0 | 0 | 0 | 0 | 0 | 0 | 0 | 0 | 0
|  | Distribution Communications NBV |  | 0 | 0 | 0 | 0 | 0 | 0 | 0 | 0 | 0 | 0 | 0 | 0 | 0 | 0 | 0 | 0 | 0 | 0 | 0 | 0 | 0 | 0 | 0 | 0 | 0 | 0 | 0 | 0 | 0 | 0 | 0 | 0 | 0 | 0 | 0 | 0 | 0 | 0 | 0 | 0 | 0
|  | Transmission Communications NBV |  | 0 | 0 | 0 | 0 | 0 | 0 | 0 | 0 | 0 | 0 | 0 | 0 | 0 | 0 | 0 | 0 | 0 | 0 | 0 | 0 | 0 | 0 | 0 | 0 | 0 | 0 | 0 | 0 | 0 | 0 | 0 | 0 | 0 | 0 | 0 | 0 | 0 | 0 | 0 | 0 | 0
|  | Distribution Other NBV |  | 0 | 0 | 0 | 0 | 0 | 0 | 0 | 0 | 0 | 0 | 0 | 0 | 0 | 0 | 0 | 0 | 0 | 0 | 0 | 0 | 0 | 0 | 0 | 0 | 0 | 0 | 0 | 0 | 0 | 0 | 0 | 0 | 0 | 0 | 0 | 0 | 0 | 0 | 0 | 0 | 0
|  | Total |  | 0 | 0 | 0 | 0 | 0 | 0 | 0 | 0 | 0 | 0 | 0 | 0 | 0 | 0 | 0 | 0 | 0 | 0 | 0 | 0 | 0 | 0 | 0 | 0 | 0 | 0 | 0 | 0 | 0 | 0 | 0 | 0 | 0 | 0 | 0 | 0 | 0 | 0 | 0 | 0 | 0
Source:

## DIST4 (hidden)
Alternative 3 Name
Alternative 3 Description
Distribution Cost Impact
Base Year Is: | 2012
# Years of Revenue: | 20
Years of Costs: | r | <== "R" for same as Revenues, "L" for asset Life
Prepared By:
REVENUE CALCULATION: | c | <== "S" for Standard $/kw, "C" for Calculated amount.
| 2012 | 2013 | 2014 | 2015 | 2016 | 2017 | 2018 | 2019 | 2020 | 2021 | 2022 | 2023 | 2024 | 2025 | 2026 | 2027 | 2028 | 2029 | 2030 | 2031 | 2032 | 2033 | 2034 | 2035 | 2036 | 2037 | 2038 | 2039 | 2040 | 2041 | 2042 | 2043 | 2044 | 2045 | 2046 | 2047 | 2048 | 2049 | 2050 | 2051 | 2052
Descriptions (8) Below: | 0 | 1 | 2 | 3 | 4 | 5 | 6 | 7 | 8 | 9 | 10 | 11 | 12 | 13 | 14 | 15 | 16 | 17 | 18 | 19 | 20 | 21 | 22 | 23 | 24 | 25 | 26 | 27 | 28 | 29 | 30 | 31 | 32 | 33 | 34 | 35 | 36 | 37 | 38 | 39 | 40
These field are not required
Total Revenue: | 0 | 0 | 0 | 0 | 0 | 0 | 0 | 0 | 0 | 0 | 0 | 0 | 0 | 0 | 0 | 0 | 0 | 0 | 0 | 0 | 0 | 0 | 0 | 0 | 0 | 0 | 0 | 0 | 0 | 0 | 0 | 0 | 0 | 0 | 0 | 0 | 0 | 0 | 0 | 0 | 0
CAPITAL EXPENDITURES (mid-year): | 2012 | 2013 | 2014 | 2015 | 2016 | 2017 | 2018 | 2019 | 2020 | 2021 | 2022 | 2023 | 2024 | 2025 | 2026 | 2027 | 2028 | 2029 | 2030 | 2031 | 2032 | 2033 | 2034 | 2035 | 2036 | 2037 | 2038 | 2039 | 2040 | 2041 | 2042 | 2043 | 2044 | 2045 | 2046 | 2047 | 2048 | 2049 | 2050 | 2051 | 2052
Descriptions (8) Below: | 0 | 1 | 2 | 3 | 4 | 5 | 6 | 7 | 8 | 9 | 10 | 11 | 12 | 13 | 14 | 15 | 16 | 17 | 18 | 19 | 20 | 21 | 22 | 23 | 24 | 25 | 26 | 27 | 28 | 29 | 30 | 31 | 32 | 33 | 34 | 35 | 36 | 37 | 38 | 39 | 40
1) | 0 | 0 | 0 | 0 | 0 | 0 | 0 | 0 | 0 | 0 | 0 | 0 | 0 | 0 | 0 | 0 | 0 | 0 | 0 | 0 | 0 | 0 | 0 | 0 | 0 | 0 | 0 | 0 | 0 | 0 | 0 | 0 | 0 | 0 | 0 | 0 | 0 | 0 | 0 | 0 | 0
2) | 0 | 0 | 0 | 0 | 0 | 0 | 0 | 0 | 0 | 0 | 0 | 0 | 0 | 0 | 0 | 0 | 0 | 0 | 0 | 0 | 0 | 0 | 0 | 0 | 0 | 0 | 0 | 0 | 0 | 0 | 0 | 0 | 0 | 0 | 0 | 0 | 0 | 0 | 0 | 0 | 0
3) Distribution | 0 | 0 | 0 | 0 | 0 | 0 | 0 | 0 | 0 | 0 | 0 | 0 | 0 | 0 | 0 | 0 | 0 | 0 | 0 | 0 | 0 | 0 | 0 | 0 | 0 | 0 | 0 | 0 | 0 | 0 | 0 | 0 | 0 | 0 | 0 | 0 | 0 | 0 | 0 | 0 | 0
4) | 0 | 0 | 0 | 0 | 0 | 0 | 0 | 0 | 0 | 0 | 0 | 0 | 0 | 0 | 0 | 0 | 0 | 0 | 0 | 0 | 0 | 0 | 0 | 0 | 0 | 0 | 0 | 0 | 0 | 0 | 0 | 0 | 0 | 0 | 0 | 0 | 0 | 0 | 0 | 0 | 0
5) Distribution Communication | 0 | 0 | 0 | 0 | 0 | 0 | 0 | 0 | 0 | 0 | 0 | 0 | 0 | 0 | 0 | 0 | 0 | 0 | 0 | 0 | 0 | 0 | 0 | 0 | 0 | 0 | 0 | 0 | 0 | 0 | 0 | 0 | 0 | 0 | 0 | 0 | 0 | 0 | 0 | 0 | 0
6) | 0 | 0 | 0 | 0 | 0 | 0 | 0 | 0 | 0 | 0 | 0 | 0 | 0 | 0 | 0 | 0 | 0 | 0 | 0 | 0 | 0 | 0 | 0 | 0 | 0 | 0 | 0 | 0 | 0 | 0 | 0 | 0 | 0 | 0 | 0 | 0 | 0 | 0 | 0 | 0 | 0
7) Distribution Other | 0 | 0 | 0 | 0 | 0 | 0 | 0 | 0 | 0 | 0 | 0 | 0 | 0 | 0 | 0 | 0 | 0 | 0 | 0 | 0 | 0 | 0 | 0 | 0 | 0 | 0 | 0 | 0 | 0 | 0 | 0 | 0 | 0 | 0 | 0 | 0 | 0 | 0 | 0 | 0 | 0
8) | 0 | 0 | 0 | 0 | 0 | 0 | 0 | 0 | 0 | 0 | 0 | 0 | 0 | 0 | 0 | 0 | 0 | 0 | 0 | 0 | 0 | 0 | 0 | 0 | 0 | 0 | 0 | 0 | 0 | 0 | 0 | 0 | 0 | 0 | 0 | 0 | 0 | 0 | 0 | 0 | 0
Total | 0 | 0 | 0 | 0 | 0 | 0 | 0 | 0 | 0 | 0 | 0 | 0 | 0 | 0 | 0 | 0 | 0 | 0 | 0 | 0 | 0 | 0 | 0 | 0 | 0 | 0 | 0 | 0 | 0 | 0 | 0 | 0 | 0 | 0 | 0 | 0 | 0 | 0 | 0 | 0 | 0
O&M EXPENDITURES: | 2012 | 2013 | 2014 | 2015 | 2016 | 2017 | 2018 | 2019 | 2020 | 2021 | 2022 | 2023 | 2024 | 2025 | 2026 | 2027 | 2028 | 2029 | 2030 | 2031 | 2032 | 2033 | 2034 | 2035 | 2036 | 2037 | 2038 | 2039 | 2040 | 2041 | 2042 | 2043 | 2044 | 2045 | 2046 | 2047 | 2048 | 2049 | 2050 | 2051 | 2052
Descriptions (8) Below: | 0 | 1 | 2 | 3 | 4 | 5 | 6 | 7 | 8 | 9 | 10 | 11 | 12 | 13 | 14 | 15 | 16 | 17 | 18 | 19 | 20 | 21 | 22 | 23 | 24 | 25 | 26 | 27 | 28 | 29 | 30 | 31 | 32 | 33 | 34 | 35 | 36 | 37 | 38 | 39 | 40
1) Incremental O&M Costs | 0 | 0 | 0 | 0 | 0 | 0 | 0 | 0 | 0 | 0 | 0 | 0 | 0 | 0 | 0 | 0 | 0 | 0 | 0 | 0 | 0 | 0 | 0 | 0 | 0 | 0 | 0 | 0 | 0 | 0 | 0 | 0 | 0 | 0 | 0 | 0 | 0 | 0 | 0 | 0 | 0
2) Incremental O&M Savings | 0 | 0 | 0 | 0 | 0 | 0 | 0 | 0 | 0 | 0 | 0 | 0 | 0 | 0 | 0 | 0 | 0 | 0 | 0 | 0 | 0 | 0 | 0 | 0 | 0 | 0 | 0 | 0 | 0 | 0 | 0 | 0 | 0 | 0 | 0 | 0 | 0 | 0 | 0 | 0 | 0
3) Energy Losses | 0 | 0 | 0 | 0 | 0 | 0 | 0 | 0 | 0 | 0 | 0 | 0 | 0 | 0 | 0 | 0 | 0 | 0 | 0 | 0 | 0 | 0 | 0 | 0 | 0 | 0 | 0 | 0 | 0 | 0 | 0 | 0 | 0 | 0 | 0 | 0 | 0 | 0 | 0 | 0 | 0
4) Insurance & Property Tax | 0 | 0 | 0 | 0 | 0 | 0 | 0 | 0 | 0 | 0 | 0 | 0 | 0 | 0 | 0 | 0 | 0 | 0 | 0 | 0 | 0 | 0 | 0 | 0 | 0 | 0 | 0 | 0 | 0 | 0 | 0 | 0 | 0 | 0 | 0 | 0 | 0 | 0 | 0 | 0 | 0
5) Early Retirement | 0 | 0 | 0 | 0 | 0 | 0 | 0 | 0 | 0 | 0 | 0 | 0 | 0 | 0 | 0 | 0 | 0 | 0 | 0 | 0 | 0 | 0 | 0 | 0 | 0 | 0 | 0 | 0 | 0 | 0 | 0 | 0 | 0 | 0 | 0 | 0 | 0 | 0 | 0 | 0 | 0
6) | 0 | 0 | 0 | 0 | 0 | 0 | 0 | 0 | 0 | 0 | 0 | 0 | 0 | 0 | 0 | 0 | 0 | 0 | 0 | 0 | 0 | 0 | 0 | 0 | 0 | 0 | 0 | 0 | 0 | 0 | 0 | 0 | 0 | 0 | 0 | 0 | 0 | 0 | 0 | 0 | 0
7) | 0 | 0 | 0 | 0 | 0 | 0 | 0 | 0 | 0 | 0 | 0 | 0 | 0 | 0 | 0 | 0 | 0 | 0 | 0 | 0 | 0 | 0 | 0 | 0 | 0 | 0 | 0 | 0 | 0 | 0 | 0 | 0 | 0 | 0 | 0 | 0 | 0 | 0 | 0 | 0 | 0
8) | 0 | 0 | 0 | 0 | 0 | 0 | 0 | 0 | 0 | 0 | 0 | 0 | 0 | 0 | 0 | 0 | 0 | 0 | 0 | 0 | 0 | 0 | 0 | 0 | 0 | 0 | 0 | 0 | 0 | 0 | 0 | 0 | 0 | 0 | 0 | 0 | 0 | 0 | 0 | 0 | 0
Total | 0 | 0 | 0 | 0 | 0 | 0 | 0 | 0 | 0 | 0 | 0 | 0 | 0 | 0 | 0 | 0 | 0 | 0 | 0 | 0 | 0 | 0 | 0 | 0 | 0 | 0 | 0 | 0 | 0 | 0 | 0 | 0 | 0 | 0 | 0 | 0 | 0 | 0 | 0 | 0 | 0
DEPRECIATION RATES: |  |  | FINANCIAL DATA
1) |  |  |  | Return | Ratio | B.T. Cost | A.T. Cost
2) |  |  | Debt | 5.8% | 56% | 3.248% | 3.248%
3) Distribution | 5% |  | Preferred | 0% | 0% | 0% | 0%
4) |  |  | Common | 9.21% | 44% | 5.789% | 4.052%
5) Distribution Communication | 5% |  | TOTALS |  |  | 9.037% | 7.3%
6)
7) Distribution Other | 5%
8) |  |  |  | INCOME TAX: |  | 30%
WORKING MODEL BEGINS
Alternative 3 Name
Alternative 3 Description | [9 empty] | Printed: | 2013-11-13 15:24
Distribution Cost Impact
Year | 2012 | 2013 | 2014 | 2015 | 2016 | 2017 | 2018 | 2019 | 2020 | 2021 | 2022 | 2023 | 2024 | 2025 | 2026 | 2027 | 2028 | 2029 | 2030 | 2031 | 2032 | 2033 | 2034 | 2035 | 2036 | 2037 | 2038 | 2039 | 2040 | 2041 | 2042 | 2043 | 2044 | 2045 | 2046 | 2047 | 2048 | 2049 | 2050 | 2051 | 2052
REVENUES: | 0 | 1 | 2 | 3 | 4 | 5 | 6 | 7 | 8 | 9 | 10 | 11 | 12 | 13 | 14 | 15 | 16 | 17 | 18 | 19 | 20 | 21 | 22 | 23 | 24 | 25 | 26 | 27 | 28 | 29 | 30 | 31 | 32 | 33 | 34 | 35 | 36 | 37 | 38 | 39 | 40
These field are not required | 0 | 0 | 0 | 0 | 0 | 0 | 0 | 0 | 0 | 0 | 0 | 0 | 0 | 0 | 0 | 0 | 0 | 0 | 0 | 0 | 0 | 0 | 0 | 0 | 0 | 0 | 0 | 0 | 0 | 0 | 0 | 0 | 0 | 0 | 0 | 0 | 0 | 0 | 0 | 0 | 0
| 0 | 0 | 0 | 0 | 0 | 0 | 0 | 0 | 0 | 0 | 0 | 0 | 0 | 0 | 0 | 0 | 0 | 0 | 0 | 0 | 0 | 0 | 0 | 0 | 0 | 0 | 0 | 0 | 0 | 0 | 0 | 0 | 0 | 0 | 0 | 0 | 0 | 0 | 0 | 0 | 0
| 0 | 0 | 0 | 0 | 0 | 0 | 0 | 0 | 0 | 0 | 0 | 0 | 0 | 0 | 0 | 0 | 0 | 0 | 0 | 0 | 0 | 0 | 0 | 0 | 0 | 0 | 0 | 0 | 0 | 0 | 0 | 0 | 0 | 0 | 0 | 0 | 0 | 0 | 0 | 0 | 0
| 0 | 0 | 0 | 0 | 0 | 0 | 0 | 0 | 0 | 0 | 0 | 0 | 0 | 0 | 0 | 0 | 0 | 0 | 0 | 0 | 0 | 0 | 0 | 0 | 0 | 0 | 0 | 0 | 0 | 0 | 0 | 0 | 0 | 0 | 0 | 0 | 0 | 0 | 0 | 0 | 0
| 0 | 0 | 0 | 0 | 0 | 0 | 0 | 0 | 0 | 0 | 0 | 0 | 0 | 0 | 0 | 0 | 0 | 0 | 0 | 0 | 0 | 0 | 0 | 0 | 0 | 0 | 0 | 0 | 0 | 0 | 0 | 0 | 0 | 0 | 0 | 0 | 0 | 0 | 0 | 0 | 0
| 0 | 0 | 0 | 0 | 0 | 0 | 0 | 0 | 0 | 0 | 0 | 0 | 0 | 0 | 0 | 0 | 0 | 0 | 0 | 0 | 0 | 0 | 0 | 0 | 0 | 0 | 0 | 0 | 0 | 0 | 0 | 0 | 0 | 0 | 0 | 0 | 0 | 0 | 0 | 0 | 0
| 0 | 0 | 0 | 0 | 0 | 0 | 0 | 0 | 0 | 0 | 0 | 0 | 0 | 0 | 0 | 0 | 0 | 0 | 0 | 0 | 0 | 0 | 0 | 0 | 0 | 0 | 0 | 0 | 0 | 0 | 0 | 0 | 0 | 0 | 0 | 0 | 0 | 0 | 0 | 0 | 0
| 0 | 0 | 0 | 0 | 0 | 0 | 0 | 0 | 0 | 0 | 0 | 0 | 0 | 0 | 0 | 0 | 0 | 0 | 0 | 0 | 0 | 0 | 0 | 0 | 0 | 0 | 0 | 0 | 0 | 0 | 0 | 0 | 0 | 0 | 0 | 0 | 0 | 0 | 0 | 0 | 0
Total Revenue: | 0 | 0 | 0 | 0 | 0 | 0 | 0 | 0 | 0 | 0 | 0 | 0 | 0 | 0 | 0 | 0 | 0 | 0 | 0 | 0 | 0 | 0 | 0 | 0 | 0 | 0 | 0 | 0 | 0 | 0 | 0 | 0 | 0 | 0 | 0 | 0 | 0 | 0 | 0 | 0 | 0
CAPITAL: | 0 | 1 | 2 | 3 | 4 | 5 | 6 | 7 | 8 | 9 | 10 | 11 | 12 | 13 | 14 | 15 | 16 | 17 | 18 | 19 | 20 | 21 | 22 | 23 | 24 | 25 | 26 | 27 | 28 | 29 | 30 | 31 | 32 | 33 | 34 | 35 | 36 | 37 | 38 | 39 | 40
1) | 0 | 0 | 0 | 0 | 0 | 0 | 0 | 0 | 0 | 0 | 0 | 0 | 0 | 0 | 0 | 0 | 0 | 0 | 0 | 0 | 0 | 0 | 0 | 0 | 0 | 0 | 0 | 0 | 0 | 0 | 0 | 0 | 0 | 0 | 0 | 0 | 0 | 0 | 0 | 0 | 0
2) | 0 | 0 | 0 | 0 | 0 | 0 | 0 | 0 | 0 | 0 | 0 | 0 | 0 | 0 | 0 | 0 | 0 | 0 | 0 | 0 | 0 | 0 | 0 | 0 | 0 | 0 | 0 | 0 | 0 | 0 | 0 | 0 | 0 | 0 | 0 | 0 | 0 | 0 | 0 | 0 | 0
3) Distribution | 0 | 0 | 0 | 0 | 0 | 0 | 0 | 0 | 0 | 0 | 0 | 0 | 0 | 0 | 0 | 0 | 0 | 0 | 0 | 0 | 0 | 0 | 0 | 0 | 0 | 0 | 0 | 0 | 0 | 0 | 0 | 0 | 0 | 0 | 0 | 0 | 0 | 0 | 0 | 0 | 0
4) | 0 | 0 | 0 | 0 | 0 | 0 | 0 | 0 | 0 | 0 | 0 | 0 | 0 | 0 | 0 | 0 | 0 | 0 | 0 | 0 | 0 | 0 | 0 | 0 | 0 | 0 | 0 | 0 | 0 | 0 | 0 | 0 | 0 | 0 | 0 | 0 | 0 | 0 | 0 | 0 | 0
5) Distribution Communication | 0 | 0 | 0 | 0 | 0 | 0 | 0 | 0 | 0 | 0 | 0 | 0 | 0 | 0 | 0 | 0 | 0 | 0 | 0 | 0 | 0 | 0 | 0 | 0 | 0 | 0 | 0 | 0 | 0 | 0 | 0 | 0 | 0 | 0 | 0 | 0 | 0 | 0 | 0 | 0 | 0
6) | 0 | 0 | 0 | 0 | 0 | 0 | 0 | 0 | 0 | 0 | 0 | 0 | 0 | 0 | 0 | 0 | 0 | 0 | 0 | 0 | 0 | 0 | 0 | 0 | 0 | 0 | 0 | 0 | 0 | 0 | 0 | 0 | 0 | 0 | 0 | 0 | 0 | 0 | 0 | 0 | 0
7) Distribution Other | 0 | 0 | 0 | 0 | 0 | 0 | 0 | 0 | 0 | 0 | 0 | 0 | 0 | 0 | 0 | 0 | 0 | 0 | 0 | 0 | 0 | 0 | 0 | 0 | 0 | 0 | 0 | 0 | 0 | 0 | 0 | 0 | 0 | 0 | 0 | 0 | 0 | 0 | 0 | 0 | 0
8) | 0 | 0 | 0 | 0 | 0 | 0 | 0 | 0 | 0 | 0 | 0 | 0 | 0 | 0 | 0 | 0 | 0 | 0 | 0 | 0 | 0 | 0 | 0 | 0 | 0 | 0 | 0 | 0 | 0 | 0 | 0 | 0 | 0 | 0 | 0 | 0 | 0 | 0 | 0 | 0 | 0
Total Capital | 0 | 0 | 0 | 0 | 0 | 0 | 0 | 0 | 0 | 0 | 0 | 0 | 0 | 0 | 0 | 0 | 0 | 0 | 0 | 0 | 0 | 0 | 0 | 0 | 0 | 0 | 0 | 0 | 0 | 0 | 0 | 0 | 0 | 0 | 0 | 0 | 0 | 0 | 0 | 0 | 0
O&M: | 0 | 1 | 2 | 3 | 4 | 5 | 6 | 7 | 8 | 9 | 10 | 11 | 12 | 13 | 14 | 15 | 16 | 17 | 18 | 19 | 20 | 21 | 22 | 23 | 24 | 25 | 26 | 27 | 28 | 29 | 30 | 31 | 32 | 33 | 34 | 35 | 36 | 37 | 38 | 39 | 40
1) Incremental O&M Costs | 0 | 0 | 0 | 0 | 0 | 0 | 0 | 0 | 0 | 0 | 0 | 0 | 0 | 0 | 0 | 0 | 0 | 0 | 0 | 0 | 0 | 0 | 0 | 0 | 0 | 0 | 0 | 0 | 0 | 0 | 0 | 0 | 0 | 0 | 0 | 0 | 0 | 0 | 0 | 0 | 0
2) Incremental O&M Savings | 0 | 0 | 0 | 0 | 0 | 0 | 0 | 0 | 0 | 0 | 0 | 0 | 0 | 0 | 0 | 0 | 0 | 0 | 0 | 0 | 0 | 0 | 0 | 0 | 0 | 0 | 0 | 0 | 0 | 0 | 0 | 0 | 0 | 0 | 0 | 0 | 0 | 0 | 0 | 0 | 0
3) Energy Losses | 0 | 0 | 0 | 0 | 0 | 0 | 0 | 0 | 0 | 0 | 0 | 0 | 0 | 0 | 0 | 0 | 0 | 0 | 0 | 0 | 0 | 0 | 0 | 0 | 0 | 0 | 0 | 0 | 0 | 0 | 0 | 0 | 0 | 0 | 0 | 0 | 0 | 0 | 0 | 0 | 0
4) Insurance & Property Tax | 0 | 0 | 0 | 0 | 0 | 0 | 0 | 0 | 0 | 0 | 0 | 0 | 0 | 0 | 0 | 0 | 0 | 0 | 0 | 0 | 0 | 0 | 0 | 0 | 0 | 0 | 0 | 0 | 0 | 0 | 0 | 0 | 0 | 0 | 0 | 0 | 0 | 0 | 0 | 0 | 0
5) Early Retirement | 0 | 0 | 0 | 0 | 0 | 0 | 0 | 0 | 0 | 0 | 0 | 0 | 0 | 0 | 0 | 0 | 0 | 0 | 0 | 0 | 0 | 0 | 0 | 0 | 0 | 0 | 0 | 0 | 0 | 0 | 0 | 0 | 0 | 0 | 0 | 0 | 0 | 0 | 0 | 0 | 0
6) | 0 | 0 | 0 | 0 | 0 | 0 | 0 | 0 | 0 | 0 | 0 | 0 | 0 | 0 | 0 | 0 | 0 | 0 | 0 | 0 | 0 | 0 | 0 | 0 | 0 | 0 | 0 | 0 | 0 | 0 | 0 | 0 | 0 | 0 | 0 | 0 | 0 | 0 | 0 | 0 | 0
7) | 0 | 0 | 0 | 0 | 0 | 0 | 0 | 0 | 0 | 0 | 0 | 0 | 0 | 0 | 0 | 0 | 0 | 0 | 0 | 0 | 0 | 0 | 0 | 0 | 0 | 0 | 0 | 0 | 0 | 0 | 0 | 0 | 0 | 0 | 0 | 0 | 0 | 0 | 0 | 0 | 0
8) | 0 | 0 | 0 | 0 | 0 | 0 | 0 | 0 | 0 | 0 | 0 | 0 | 0 | 0 | 0 | 0 | 0 | 0 | 0 | 0 | 0 | 0 | 0 | 0 | 0 | 0 | 0 | 0 | 0 | 0 | 0 | 0 | 0 | 0 | 0 | 0 | 0 | 0 | 0 | 0 | 0
Total O&M | 0 | 0 | 0 | 0 | 0 | 0 | 0 | 0 | 0 | 0 | 0 | 0 | 0 | 0 | 0 | 0 | 0 | 0 | 0 | 0 | 0 | 0 | 0 | 0 | 0 | 0 | 0 | 0 | 0 | 0 | 0 | 0 | 0 | 0 | 0 | 0 | 0 | 0 | 0 | 0 | 0
Alternative 3 Name
Alternative 3 Description
Distribution Cost Impact
Year | 2012 | 2013 | 2014 | 2015 | 2016 | 2017 | 2018 | 2019 | 2020 | 2021 | 2022 | 2023 | 2024 | 2025 | 2026 | 2027 | 2028 | 2029 | 2030 | 2031 | 2032 | 2033 | 2034 | 2035 | 2036 | 2037 | 2038 | 2039 | 2040 | 2041 | 2042 | 2043 | 2044 | 2045 | 2046 | 2047 | 2048 | 2049 | 2050 | 2051 | 2052
YEARLY DEPRECIATION: | 0 | 1 | 2 | 3 | 4 | 5 | 6 | 7 | 8 | 9 | 10 | 11 | 12 | 13 | 14 | 15 | 16 | 17 | 18 | 19 | 20 | 21 | 22 | 23 | 24 | 25 | 26 | 27 | 28 | 29 | 30 | 31 | 32 | 33 | 34 | 35 | 36 | 37 | 38 | 39 | 40 | Rates
1) | 0 | 0 | 0 | 0 | 0 | 0 | 0 | 0 | 0 | 0 | 0 | 0 | 0 | 0 | 0 | 0 | 0 | 0 | 0 | 0 | 0 | 0 | 0 | 0 | 0 | 0 | 0 | 0 | 0 | 0 | 0 | 0 | 0 | 0 | 0 | 0 | 0 | 0 | 0 | 0 | 0 | 0%
2) | 0 | 0 | 0 | 0 | 0 | 0 | 0 | 0 | 0 | 0 | 0 | 0 | 0 | 0 | 0 | 0 | 0 | 0 | 0 | 0 | 0 | 0 | 0 | 0 | 0 | 0 | 0 | 0 | 0 | 0 | 0 | 0 | 0 | 0 | 0 | 0 | 0 | 0 | 0 | 0 | 0 | 0%
3) Distribution | 0 | 0 | 0 | 0 | 0 | 0 | 0 | 0 | 0 | 0 | 0 | 0 | 0 | 0 | 0 | 0 | 0 | 0 | 0 | 0 | 0 | 0 | 0 | 0 | 0 | 0 | 0 | 0 | 0 | 0 | 0 | 0 | 0 | 0 | 0 | 0 | 0 | 0 | 0 | 0 | 0 | 5%
4) | 0 | 0 | 0 | 0 | 0 | 0 | 0 | 0 | 0 | 0 | 0 | 0 | 0 | 0 | 0 | 0 | 0 | 0 | 0 | 0 | 0 | 0 | 0 | 0 | 0 | 0 | 0 | 0 | 0 | 0 | 0 | 0 | 0 | 0 | 0 | 0 | 0 | 0 | 0 | 0 | 0 | 0%
5) Distribution Communication | 0 | 0 | 0 | 0 | 0 | 0 | 0 | 0 | 0 | 0 | 0 | 0 | 0 | 0 | 0 | 0 | 0 | 0 | 0 | 0 | 0 | 0 | 0 | 0 | 0 | 0 | 0 | 0 | 0 | 0 | 0 | 0 | 0 | 0 | 0 | 0 | 0 | 0 | 0 | 0 | 0 | 5%
6) | 0 | 0 | 0 | 0 | 0 | 0 | 0 | 0 | 0 | 0 | 0 | 0 | 0 | 0 | 0 | 0 | 0 | 0 | 0 | 0 | 0 | 0 | 0 | 0 | 0 | 0 | 0 | 0 | 0 | 0 | 0 | 0 | 0 | 0 | 0 | 0 | 0 | 0 | 0 | 0 | 0 | 0%
7) Distribution Other | 0 | 0 | 0 | 0 | 0 | 0 | 0 | 0 | 0 | 0 | 0 | 0 | 0 | 0 | 0 | 0 | 0 | 0 | 0 | 0 | 0 | 0 | 0 | 0 | 0 | 0 | 0 | 0 | 0 | 0 | 0 | 0 | 0 | 0 | 0 | 0 | 0 | 0 | 0 | 0 | 0 | 5%
8) | 0 | 0 | 0 | 0 | 0 | 0 | 0 | 0 | 0 | 0 | 0 | 0 | 0 | 0 | 0 | 0 | 0 | 0 | 0 | 0 | 0 | 0 | 0 | 0 | 0 | 0 | 0 | 0 | 0 | 0 | 0 | 0 | 0 | 0 | 0 | 0 | 0 | 0 | 0 | 0 | 0 | 0%
Total Depreciation | 0 | 0 | 0 | 0 | 0 | 0 | 0 | 0 | 0 | 0 | 0 | 0 | 0 | 0 | 0 | 0 | 0 | 0 | 0 | 0 | 0 | 0 | 0 | 0 | 0 | 0 | 0 | 0 | 0 | 0 | 0 | 0 | 0 | 0 | 0 | 0 | 0 | 0 | 0 | 0 | 0
ACCUMULATED DEPRECIATION: | 0 | 1 | 2 | 3 | 4 | 5 | 6 | 7 | 8 | 9 | 10 | 11 | 12 | 13 | 14 | 15 | 16 | 17 | 18 | 19 | 20 | 21 | 22 | 23 | 24 | 25 | 26 | 27 | 28 | 29 | 30 | 31 | 32 | 33 | 34 | 35 | 36 | 37 | 38 | 39 | 40
1) | 0 | 0 | 0 | 0 | 0 | 0 | 0 | 0 | 0 | 0 | 0 | 0 | 0 | 0 | 0 | 0 | 0 | 0 | 0 | 0 | 0 | 0 | 0 | 0 | 0 | 0 | 0 | 0 | 0 | 0 | 0 | 0 | 0 | 0 | 0 | 0 | 0 | 0 | 0 | 0 | 0
2) | 0 | 0 | 0 | 0 | 0 | 0 | 0 | 0 | 0 | 0 | 0 | 0 | 0 | 0 | 0 | 0 | 0 | 0 | 0 | 0 | 0 | 0 | 0 | 0 | 0 | 0 | 0 | 0 | 0 | 0 | 0 | 0 | 0 | 0 | 0 | 0 | 0 | 0 | 0 | 0 | 0
3) Distribution | 0 | 0 | 0 | 0 | 0 | 0 | 0 | 0 | 0 | 0 | 0 | 0 | 0 | 0 | 0 | 0 | 0 | 0 | 0 | 0 | 0 | 0 | 0 | 0 | 0 | 0 | 0 | 0 | 0 | 0 | 0 | 0 | 0 | 0 | 0 | 0 | 0 | 0 | 0 | 0 | 0
4) | 0 | 0 | 0 | 0 | 0 | 0 | 0 | 0 | 0 | 0 | 0 | 0 | 0 | 0 | 0 | 0 | 0 | 0 | 0 | 0 | 0 | 0 | 0 | 0 | 0 | 0 | 0 | 0 | 0 | 0 | 0 | 0 | 0 | 0 | 0 | 0 | 0 | 0 | 0 | 0 | 0
5) Distribution Communication | 0 | 0 | 0 | 0 | 0 | 0 | 0 | 0 | 0 | 0 | 0 | 0 | 0 | 0 | 0 | 0 | 0 | 0 | 0 | 0 | 0 | 0 | 0 | 0 | 0 | 0 | 0 | 0 | 0 | 0 | 0 | 0 | 0 | 0 | 0 | 0 | 0 | 0 | 0 | 0 | 0
6) | 0 | 0 | 0 | 0 | 0 | 0 | 0 | 0 | 0 | 0 | 0 | 0 | 0 | 0 | 0 | 0 | 0 | 0 | 0 | 0 | 0 | 0 | 0 | 0 | 0 | 0 | 0 | 0 | 0 | 0 | 0 | 0 | 0 | 0 | 0 | 0 | 0 | 0 | 0 | 0 | 0
7) Distribution Other | 0 | 0 | 0 | 0 | 0 | 0 | 0 | 0 | 0 | 0 | 0 | 0 | 0 | 0 | 0 | 0 | 0 | 0 | 0 | 0 | 0 | 0 | 0 | 0 | 0 | 0 | 0 | 0 | 0 | 0 | 0 | 0 | 0 | 0 | 0 | 0 | 0 | 0 | 0 | 0 | 0
8) | 0 | 0 | 0 | 0 | 0 | 0 | 0 | 0 | 0 | 0 | 0 | 0 | 0 | 0 | 0 | 0 | 0 | 0 | 0 | 0 | 0 | 0 | 0 | 0 | 0 | 0 | 0 | 0 | 0 | 0 | 0 | 0 | 0 | 0 | 0 | 0 | 0 | 0 | 0 | 0 | 0
PROPERTY IN SERVICE (end yr): | 0 | 1 | 2 | 3 | 4 | 5 | 6 | 7 | 8 | 9 | 10 | 11 | 12 | 13 | 14 | 15 | 16 | 17 | 18 | 19 | 20 | 21 | 22 | 23 | 24 | 25 | 26 | 27 | 28 | 29 | 30 | 31 | 32 | 33 | 34 | 35 | 36 | 37 | 38 | 39 | 40
1) | 0 | 0 | 0 | 0 | 0 | 0 | 0 | 0 | 0 | 0 | 0 | 0 | 0 | 0 | 0 | 0 | 0 | 0 | 0 | 0 | 0 | 0 | 0 | 0 | 0 | 0 | 0 | 0 | 0 | 0 | 0 | 0 | 0 | 0 | 0 | 0 | 0 | 0 | 0 | 0 | 0
2) | 0 | 0 | 0 | 0 | 0 | 0 | 0 | 0 | 0 | 0 | 0 | 0 | 0 | 0 | 0 | 0 | 0 | 0 | 0 | 0 | 0 | 0 | 0 | 0 | 0 | 0 | 0 | 0 | 0 | 0 | 0 | 0 | 0 | 0 | 0 | 0 | 0 | 0 | 0 | 0 | 0
3) Distribution | 0 | 0 | 0 | 0 | 0 | 0 | 0 | 0 | 0 | 0 | 0 | 0 | 0 | 0 | 0 | 0 | 0 | 0 | 0 | 0 | 0 | 0 | 0 | 0 | 0 | 0 | 0 | 0 | 0 | 0 | 0 | 0 | 0 | 0 | 0 | 0 | 0 | 0 | 0 | 0 | 0
4) | 0 | 0 | 0 | 0 | 0 | 0 | 0 | 0 | 0 | 0 | 0 | 0 | 0 | 0 | 0 | 0 | 0 | 0 | 0 | 0 | 0 | 0 | 0 | 0 | 0 | 0 | 0 | 0 | 0 | 0 | 0 | 0 | 0 | 0 | 0 | 0 | 0 | 0 | 0 | 0 | 0
5) Distribution Communication | 0 | 0 | 0 | 0 | 0 | 0 | 0 | 0 | 0 | 0 | 0 | 0 | 0 | 0 | 0 | 0 | 0 | 0 | 0 | 0 | 0 | 0 | 0 | 0 | 0 | 0 | 0 | 0 | 0 | 0 | 0 | 0 | 0 | 0 | 0 | 0 | 0 | 0 | 0 | 0 | 0
6) | 0 | 0 | 0 | 0 | 0 | 0 | 0 | 0 | 0 | 0 | 0 | 0 | 0 | 0 | 0 | 0 | 0 | 0 | 0 | 0 | 0 | 0 | 0 | 0 | 0 | 0 | 0 | 0 | 0 | 0 | 0 | 0 | 0 | 0 | 0 | 0 | 0 | 0 | 0 | 0 | 0
7) Distribution Other | 0 | 0 | 0 | 0 | 0 | 0 | 0 | 0 | 0 | 0 | 0 | 0 | 0 | 0 | 0 | 0 | 0 | 0 | 0 | 0 | 0 | 0 | 0 | 0 | 0 | 0 | 0 | 0 | 0 | 0 | 0 | 0 | 0 | 0 | 0 | 0 | 0 | 0 | 0 | 0 | 0
8) | 0 | 0 | 0 | 0 | 0 | 0 | 0 | 0 | 0 | 0 | 0 | 0 | 0 | 0 | 0 | 0 | 0 | 0 | 0 | 0 | 0 | 0 | 0 | 0 | 0 | 0 | 0 | 0 | 0 | 0 | 0 | 0 | 0 | 0 | 0 | 0 | 0 | 0 | 0 | 0 | 0
Total Project Ratebase | 0 | 0 | 0 | 0 | 0 | 0 | 0 | 0 | 0 | 0 | 0 | 0 | 0 | 0 | 0 | 0 | 0 | 0 | 0 | 0 | 0 | 0 | 0 | 0 | 0 | 0 | 0 | 0 | 0 | 0 | 0 | 0 | 0 | 0 | 0 | 0 | 0 | 0 | 0 | 0 | 0
Alternative 3 Name |  |  | Return | Ratio | B.T. Cost | A.T. Cost
Alternative 3 Description |  | Debt | 5.8% | 56% | 3.248% | 3.248%
Distribution Cost Impact |  | Preferred | 0% | 0% | 0% | 0% |  | Tax Rate | 30%
|  | Common | 9.21% | 44% | 5.789% | 4.052%
[5 empty] | 9.037% | 7.3%
CASH FLOWS SUMMARY:
|  |  |  | Revenue Requirements |  |  |  | Revenue |  | Surplus | CPV at | Used
Year | Ratebase | Return | Dep'n | Inc. Tax | O&M | Total |  | Allowance |  | (Deficit) | 9.037% | Year
0 2012 | 0 | 0 | 0 | 0 | 0 | 0 | 2012 NPV | 0 |  | 0 | 0 | 0
1 2013 | 0 | 0 | 0 | 0 | 0 | 0 | 0 | 0 |  | 0 | 0 | 1 |  | 12723 | -33410003.6125
2 2014 | 0 | 0 | 0 | 0 | 0 | 0 |  | 0 |  | 0 | 0 | 2 |  | 12723 | -33410003.6125
3 2015 | 0 | 0 | 0 | 0 | 0 | 0 |  | 0 |  | 0 | 0 | 3 |  | 0 | 0
4 2016 | 0 | 0 | 0 | 0 | 0 | 0 |  | 0 |  | 0 | 0 | 4
5 2017 | 0 | 0 | 0 | 0 | 0 | 0 |  | 0 |  | 0 | 0 | 5 |  | changes: | #DIV/0!
6 2018 | 0 | 0 | 0 | 0 | 0 | 0 |  | 0 |  | 0 | 0 | 6
7 2019 | 0 | 0 | 0 | 0 | 0 | 0 |  | 0 |  | 0 | 0 | 7 |  | Cont 2nd | 12723
8 2020 | 0 | 0 | 0 | 0 | 0 | 0 |  | 0 |  | 0 | 0 | 8
9 2021 | 0 | 0 | 0 | 0 | 0 | 0 |  | 0 |  | 0 | 0 | 9 |  | Cont_changed | #DIV/0!
10 2022 | 0 | 0 | 0 | 0 | 0 | 0 |  | 0 |  | 0 | 0 | 10
11 2023 | 0 | 0 | 0 | 0 | 0 | 0 |  | 0 |  | 0 | 0 | 11
12 2024 | 0 | 0 | 0 | 0 | 0 | 0 |  | 0 |  | 0 | 0 | 12
13 2025 | 0 | 0 | 0 | 0 | 0 | 0 |  | 0 |  | 0 | 0 | 13
14 2026 | 0 | 0 | 0 | 0 | 0 | 0 |  | 0 |  | 0 | 0 | 14
15 2027 | 0 | 0 | 0 | 0 | 0 | 0 |  | 0 |  | 0 | 0 | 15
16 2028 | 0 | 0 | 0 | 0 | 0 | 0 |  | 0 |  | 0 | 0 | 16
17 2029 | 0 | 0 | 0 | 0 | 0 | 0 |  | 0 |  | 0 | 0 | 17
18 2030 | 0 | 0 | 0 | 0 | 0 | 0 |  | 0 |  | 0 | 0 | 18
19 2031 | 0 | 0 | 0 | 0 | 0 | 0 |  | 0 |  | 0 | 0 | 19
20 2032 | 0 | 0 | 0 | 0 | 0 | 0 |  | 0 |  | 0 | 0 | 20
21 2033 | 0 | 0 | 0 | 0 | 0 | 0 |  | 0 |  | 0 | 0 | 21
22 2034 | 0 | 0 | 0 | 0 | 0 | 0 |  | 0 |  | 0 | 0 | 22
23 2035 | 0 | 0 | 0 | 0 | 0 | 0 |  | 0 |  | 0 | 0 | 23
24 2036 | 0 | 0 | 0 | 0 | 0 | 0 |  | 0 |  | 0 | 0 | 24
25 2037 | 0 | 0 | 0 | 0 | 0 | 0 |  | 0 |  | 0 | 0 | 25
26 2038 | 0 | 0 | 0 | 0 | 0 | 0 |  | 0 |  | 0 | 0 | 26
27 2039 | 0 | 0 | 0 | 0 | 0 | 0 |  | 0 |  | 0 | 0 | 27
28 2040 | 0 | 0 | 0 | 0 | 0 | 0 |  | 0 |  | 0 | 0 | 28
29 2041 | 0 | 0 | 0 | 0 | 0 | 0 |  | 0 |  | 0 | 0 | 29
30 2042 | 0 | 0 | 0 | 0 | 0 | 0 |  | 0 |  | 0 | 0 | 30
31 2043 | 0 | 0 | 0 | 0 | 0 | 0 |  | 0 |  | 0 | 0 | 31
32 2044 | 0 | 0 | 0 | 0 | 0 | 0 |  | 0 |  | 0 | 0 | 32
33 2045 | 0 | 0 | 0 | 0 | 0 | 0 |  | 0 |  | 0 | 0 | 33
34 2046 | 0 | 0 | 0 | 0 | 0 | 0 |  | 0 |  | 0 | 0 | 34
35 2047 | 0 | 0 | 0 | 0 | 0 | 0 |  | 0 |  | 0 | 0 | 35
36 2048 | 0 | 0 | 0 | 0 | 0 | 0 |  | 0 |  | 0 | 0 | 36
37 2049 | 0 | 0 | 0 | 0 | 0 | 0 |  | 0 |  | 0 | 0 | 37
38 2050 | 0 | 0 | 0 | 0 | 0 | 0 |  | 0 |  | 0 | 0 | 38
39 2051 | 0 | 0 | 0 | 0 | 0 | 0 |  | 0 |  | 0 | 0 | 39
40 2052 | 0 | 0 | 0 | 0 | 0 | 0 |  | 0 |  | 0 | 0 | 40
Total Revenue Area: (combines the two revenue facades)
| 0 | 1 | 2 | 3 | 4 | 5 | 6 | 7 | 8 | 9 | 10 | 11 | 12 | 13 | 14 | 15 | 16 | 17 | 18 | 19 | 20 | 21 | 22 | 23 | 24 | 25 | 26 | 27 | 28 | 29 | 30 | 31 | 32 | 33 | 34 | 35 | 36 | 37 | 38 | 39 | 40
| 0 | 0 | 0 | 0 | 0 | 0 | 0 | 0 | 0 | 0 | 0 | 0 | 0 | 0 | 0 | 0 | 0 | 0 | 0 | 0 | 0 | 0 | 0 | 0 | 0 | 0 | 0 | 0 | 0 | 0 | 0 | 0 | 0 | 0 | 0 | 0 | 0 | 0 | 0 | 0 | 0
|  | 0 | 1 | 2 | 3 | 4 | 5 | 6 | 7 | 8 | 9 | 10 | 11 | 12 | 13 | 14 | 15 | 16 | 17 | 18 | 19 | 20 | 21 | 22 | 23 | 24 | 25 | 26 | 27 | 28 | 29 | 30 | 31 | 32 | 33 | 34 | 35 | 36 | 37 | 38 | 39

## TRANS4 (hidden)
Alternative 3 Name
Alternative 3 Description
Transmission Cost Impact
Base Year Is: | 2012
# Years of Revenue: | 20
Years of Costs: | r | <== "R" for same as Revenues, "L" for asset Life
Prepared By:
REVENUE CALCULATION: | c | <== "S" for Standard $/kw, "C" for Calculated amount.
| 2012 | 2013 | 2014 | 2015 | 2016 | 2017 | 2018 | 2019 | 2020 | 2021 | 2022 | 2023 | 2024 | 2025 | 2026 | 2027 | 2028 | 2029 | 2030 | 2031 | 2032 | 2033 | 2034 | 2035 | 2036 | 2037 | 2038 | 2039 | 2040 | 2041 | 2042 | 2043 | 2044 | 2045 | 2046 | 2047 | 2048 | 2049 | 2050 | 2051 | 2052
Descriptions (8) Below: | 0 | 1 | 2 | 3 | 4 | 5 | 6 | 7 | 8 | 9 | 10 | 11 | 12 | 13 | 14 | 15 | 16 | 17 | 18 | 19 | 20 | 21 | 22 | 23 | 24 | 25 | 26 | 27 | 28 | 29 | 30 | 31 | 32 | 33 | 34 | 35 | 36 | 37 | 38 | 39 | 40
These field are not required
Total Revenue: | 0 | 0 | 0 | 0 | 0 | 0 | 0 | 0 | 0 | 0 | 0 | 0 | 0 | 0 | 0 | 0 | 0 | 0 | 0 | 0 | 0 | 0 | 0 | 0 | 0 | 0 | 0 | 0 | 0 | 0 | 0 | 0 | 0 | 0 | 0 | 0 | 0 | 0 | 0 | 0 | 0
CAPITAL EXPENDITURES: | 2012 | 2013 | 2014 | 2015 | 2016 | 2017 | 2018 | 2019 | 2020 | 2021 | 2022 | 2023 | 2024 | 2025 | 2026 | 2027 | 2028 | 2029 | 2030 | 2031 | 2032 | 2033 | 2034 | 2035 | 2036 | 2037 | 2038 | 2039 | 2040 | 2041 | 2042 | 2043 | 2044 | 2045 | 2046 | 2047 | 2048 | 2049 | 2050 | 2051 | 2052
Descriptions (8) Below: | 0 | 1 | 2 | 3 | 4 | 5 | 6 | 7 | 8 | 9 | 10 | 11 | 12 | 13 | 14 | 15 | 16 | 17 | 18 | 19 | 20 | 21 | 22 | 23 | 24 | 25 | 26 | 27 | 28 | 29 | 30 | 31 | 32 | 33 | 34 | 35 | 36 | 37 | 38 | 39 | 40
1) Transmission | 0 | 0 | 0 | 0 | 0 | 0 | 0 | 0 | 0 | 0 | 0 | 0 | 0 | 0 | 0 | 0 | 0 | 0 | 0 | 0 | 0 | 0 | 0 | 0 | 0 | 0 | 0 | 0 | 0 | 0 | 0 | 0 | 0 | 0 | 0 | 0 | 0 | 0 | 0 | 0 | 0
2) | 0 | 0 | 0 | 0 | 0 | 0 | 0 | 0 | 0 | 0 | 0 | 0 | 0 | 0 | 0 | 0 | 0 | 0 | 0 | 0 | 0 | 0 | 0 | 0 | 0 | 0 | 0 | 0 | 0 | 0 | 0 | 0 | 0 | 0 | 0 | 0 | 0 | 0 | 0 | 0 | 0
3) | 0 | 0 | 0 | 0 | 0 | 0 | 0 | 0 | 0 | 0 | 0 | 0 | 0 | 0 | 0 | 0 | 0 | 0 | 0 | 0 | 0 | 0 | 0 | 0 | 0 | 0 | 0 | 0 | 0 | 0 | 0 | 0 | 0 | 0 | 0 | 0 | 0 | 0 | 0 | 0 | 0
4) | 0 | 0 | 0 | 0 | 0 | 0 | 0 | 0 | 0 | 0 | 0 | 0 | 0 | 0 | 0 | 0 | 0 | 0 | 0 | 0 | 0 | 0 | 0 | 0 | 0 | 0 | 0 | 0 | 0 | 0 | 0 | 0 | 0 | 0 | 0 | 0 | 0 | 0 | 0 | 0 | 0
5) Transmission Communication | 0 | 0 | 0 | 0 | 0 | 0 | 0 | 0 | 0 | 0 | 0 | 0 | 0 | 0 | 0 | 0 | 0 | 0 | 0 | 0 | 0 | 0 | 0 | 0 | 0 | 0 | 0 | 0 | 0 | 0 | 0 | 0 | 0 | 0 | 0 | 0 | 0 | 0 | 0 | 0 | 0
6) | 0 | 0 | 0 | 0 | 0 | 0 | 0 | 0 | 0 | 0 | 0 | 0 | 0 | 0 | 0 | 0 | 0 | 0 | 0 | 0 | 0 | 0 | 0 | 0 | 0 | 0 | 0 | 0 | 0 | 0 | 0 | 0 | 0 | 0 | 0 | 0 | 0 | 0 | 0 | 0 | 0
7) | 0 | 0 | 0 | 0 | 0 | 0 | 0 | 0 | 0 | 0 | 0 | 0 | 0 | 0 | 0 | 0 | 0 | 0 | 0 | 0 | 0 | 0 | 0 | 0 | 0 | 0 | 0 | 0 | 0 | 0 | 0 | 0 | 0 | 0 | 0 | 0 | 0 | 0 | 0 | 0 | 0
8) | 0 | 0 | 0 | 0 | 0 | 0 | 0 | 0 | 0 | 0 | 0 | 0 | 0 | 0 | 0 | 0 | 0 | 0 | 0 | 0 | 0 | 0 | 0 | 0 | 0 | 0 | 0 | 0 | 0 | 0 | 0 | 0 | 0 | 0 | 0 | 0 | 0 | 0 | 0 | 0 | 0
Total | 0 | 0 | 0 | 0 | 0 | 0 | 0 | 0 | 0 | 0 | 0 | 0 | 0 | 0 | 0 | 0 | 0 | 0 | 0 | 0 | 0 | 0 | 0 | 0 | 0 | 0 | 0 | 0 | 0 | 0 | 0 | 0 | 0 | 0 | 0 | 0 | 0 | 0 | 0 | 0 | 0
O&M EXPENDITURES: | 2012 | 2013 | 2014 | 2015 | 2016 | 2017 | 2018 | 2019 | 2020 | 2021 | 2022 | 2023 | 2024 | 2025 | 2026 | 2027 | 2028 | 2029 | 2030 | 2031 | 2032 | 2033 | 2034 | 2035 | 2036 | 2037 | 2038 | 2039 | 2040 | 2041 | 2042 | 2043 | 2044 | 2045 | 2046 | 2047 | 2048 | 2049 | 2050 | 2051 | 2052
Descriptions (8) Below: | 0 | 1 | 2 | 3 | 4 | 5 | 6 | 7 | 8 | 9 | 10 | 11 | 12 | 13 | 14 | 15 | 16 | 17 | 18 | 19 | 20 | 21 | 22 | 23 | 24 | 25 | 26 | 27 | 28 | 29 | 30 | 31 | 32 | 33 | 34 | 35 | 36 | 37 | 38 | 39 | 40
1) Incremental O&M Costs | 0 | 0 | 0 | 0 | 0 | 0 | 0 | 0 | 0 | 0 | 0 | 0 | 0 | 0 | 0 | 0 | 0 | 0 | 0 | 0 | 0 | 0 | 0 | 0 | 0 | 0 | 0 | 0 | 0 | 0 | 0 | 0 | 0 | 0 | 0 | 0 | 0 | 0 | 0 | 0 | 0
2) Incremental O&M Savings | 0 | 0 | 0 | 0 | 0 | 0 | 0 | 0 | 0 | 0 | 0 | 0 | 0 | 0 | 0 | 0 | 0 | 0 | 0 | 0 | 0 | 0 | 0 | 0 | 0 | 0 | 0 | 0 | 0 | 0 | 0 | 0 | 0 | 0 | 0 | 0 | 0 | 0 | 0 | 0 | 0
3) Energy Losses | 0 | 0 | 0 | 0 | 0 | 0 | 0 | 0 | 0 | 0 | 0 | 0 | 0 | 0 | 0 | 0 | 0 | 0 | 0 | 0 | 0 | 0 | 0 | 0 | 0 | 0 | 0 | 0 | 0 | 0 | 0 | 0 | 0 | 0 | 0 | 0 | 0 | 0 | 0 | 0 | 0
4) Insurance & Property Tax | 0 | 0 | 0 | 0 | 0 | 0 | 0 | 0 | 0 | 0 | 0 | 0 | 0 | 0 | 0 | 0 | 0 | 0 | 0 | 0 | 0 | 0 | 0 | 0 | 0 | 0 | 0 | 0 | 0 | 0 | 0 | 0 | 0 | 0 | 0 | 0 | 0 | 0 | 0 | 0 | 0
5) | 0 | 0 | 0 | 0 | 0 | 0 | 0 | 0 | 0 | 0 | 0 | 0 | 0 | 0 | 0 | 0 | 0 | 0 | 0 | 0 | 0 | 0 | 0 | 0 | 0 | 0 | 0 | 0 | 0 | 0 | 0 | 0 | 0 | 0 | 0 | 0 | 0 | 0 | 0 | 0 | 0
6) Early Retirement | 0 | 0 | 0 | 0 | 0 | 0 | 0 | 0 | 0 | 0 | 0 | 0 | 0 | 0 | 0 | 0 | 0 | 0 | 0 | 0 | 0 | 0 | 0 | 0 | 0 | 0 | 0 | 0 | 0 | 0 | 0 | 0 | 0 | 0 | 0 | 0 | 0 | 0 | 0 | 0 | 0
7) | 0 | 0 | 0 | 0 | 0 | 0 | 0 | 0 | 0 | 0 | 0 | 0 | 0 | 0 | 0 | 0 | 0 | 0 | 0 | 0 | 0 | 0 | 0 | 0 | 0 | 0 | 0 | 0 | 0 | 0 | 0 | 0 | 0 | 0 | 0 | 0 | 0 | 0 | 0 | 0 | 0
8) | 0 | 0 | 0 | 0 | 0 | 0 | 0 | 0 | 0 | 0 | 0 | 0 | 0 | 0 | 0 | 0 | 0 | 0 | 0 | 0 | 0 | 0 | 0 | 0 | 0 | 0 | 0 | 0 | 0 | 0 | 0 | 0 | 0 | 0 | 0 | 0 | 0 | 0 | 0 | 0 | 0
Total | 0 | 0 | 0 | 0 | 0 | 0 | 0 | 0 | 0 | 0 | 0 | 0 | 0 | 0 | 0 | 0 | 0 | 0 | 0 | 0 | 0 | 0 | 0 | 0 | 0 | 0 | 0 | 0 | 0 | 0 | 0 | 0 | 0 | 0 | 0 | 0 | 0 | 0 | 0 | 0 | 0
DEPRECIATION RATES: |  |  | FINANCIAL DATA
1) Transmission | 5% |  |  | Return | Ratio | B.T. Cost | A.T. Cost
2) |  |  | Debt | 5.8% | 56% | 3.248% | 3.248%
3) |  |  | Preferred | 0% | 0% | 0% | 0%
4) |  |  | Common | 9.21% | 44% | 5.789% | 4.052%
5) Transmission Communication | 5% |  | TOTALS |  |  | 9.037% | 7.3%
6)
7)
8) |  |  |  | INCOME TAX: |  | 30%
WORKING MODEL BEGINS
Alternative 3 Name
Alternative 3 Description | [9 empty] | Prepared By: | 2013-11-13 15:24
Transmission Cost Impact
Year | 2012 | 2013 | 2014 | 2015 | 2016 | 2017 | 2018 | 2019 | 2020 | 2021 | 2022 | 2023 | 2024 | 2025 | 2026 | 2027 | 2028 | 2029 | 2030 | 2031 | 2032 | 2033 | 2034 | 2035 | 2036 | 2037 | 2038 | 2039 | 2040 | 2041 | 2042 | 2043 | 2044 | 2045 | 2046 | 2047 | 2048 | 2049 | 2050 | 2051 | 2052
REVENUES: | 0 | 1 | 2 | 3 | 4 | 5 | 6 | 7 | 8 | 9 | 10 | 11 | 12 | 13 | 14 | 15 | 16 | 17 | 18 | 19 | 20 | 21 | 22 | 23 | 24 | 25 | 26 | 27 | 28 | 29 | 30 | 31 | 32 | 33 | 34 | 35 | 36 | 37 | 38 | 39 | 40
These field are not required | 0 | 0 | 0 | 0 | 0 | 0 | 0 | 0 | 0 | 0 | 0 | 0 | 0 | 0 | 0 | 0 | 0 | 0 | 0 | 0 | 0 | 0 | 0 | 0 | 0 | 0 | 0 | 0 | 0 | 0 | 0 | 0 | 0 | 0 | 0 | 0 | 0 | 0 | 0 | 0 | 0
| 0 | 0 | 0 | 0 | 0 | 0 | 0 | 0 | 0 | 0 | 0 | 0 | 0 | 0 | 0 | 0 | 0 | 0 | 0 | 0 | 0 | 0 | 0 | 0 | 0 | 0 | 0 | 0 | 0 | 0 | 0 | 0 | 0 | 0 | 0 | 0 | 0 | 0 | 0 | 0 | 0
| 0 | 0 | 0 | 0 | 0 | 0 | 0 | 0 | 0 | 0 | 0 | 0 | 0 | 0 | 0 | 0 | 0 | 0 | 0 | 0 | 0 | 0 | 0 | 0 | 0 | 0 | 0 | 0 | 0 | 0 | 0 | 0 | 0 | 0 | 0 | 0 | 0 | 0 | 0 | 0 | 0
| 0 | 0 | 0 | 0 | 0 | 0 | 0 | 0 | 0 | 0 | 0 | 0 | 0 | 0 | 0 | 0 | 0 | 0 | 0 | 0 | 0 | 0 | 0 | 0 | 0 | 0 | 0 | 0 | 0 | 0 | 0 | 0 | 0 | 0 | 0 | 0 | 0 | 0 | 0 | 0 | 0
| 0 | 0 | 0 | 0 | 0 | 0 | 0 | 0 | 0 | 0 | 0 | 0 | 0 | 0 | 0 | 0 | 0 | 0 | 0 | 0 | 0 | 0 | 0 | 0 | 0 | 0 | 0 | 0 | 0 | 0 | 0 | 0 | 0 | 0 | 0 | 0 | 0 | 0 | 0 | 0 | 0
| 0 | 0 | 0 | 0 | 0 | 0 | 0 | 0 | 0 | 0 | 0 | 0 | 0 | 0 | 0 | 0 | 0 | 0 | 0 | 0 | 0 | 0 | 0 | 0 | 0 | 0 | 0 | 0 | 0 | 0 | 0 | 0 | 0 | 0 | 0 | 0 | 0 | 0 | 0 | 0 | 0
| 0 | 0 | 0 | 0 | 0 | 0 | 0 | 0 | 0 | 0 | 0 | 0 | 0 | 0 | 0 | 0 | 0 | 0 | 0 | 0 | 0 | 0 | 0 | 0 | 0 | 0 | 0 | 0 | 0 | 0 | 0 | 0 | 0 | 0 | 0 | 0 | 0 | 0 | 0 | 0 | 0
| 0 | 0 | 0 | 0 | 0 | 0 | 0 | 0 | 0 | 0 | 0 | 0 | 0 | 0 | 0 | 0 | 0 | 0 | 0 | 0 | 0 | 0 | 0 | 0 | 0 | 0 | 0 | 0 | 0 | 0 | 0 | 0 | 0 | 0 | 0 | 0 | 0 | 0 | 0 | 0 | 0
Total Revenue: | 0 | 0 | 0 | 0 | 0 | 0 | 0 | 0 | 0 | 0 | 0 | 0 | 0 | 0 | 0 | 0 | 0 | 0 | 0 | 0 | 0 | 0 | 0 | 0 | 0 | 0 | 0 | 0 | 0 | 0 | 0 | 0 | 0 | 0 | 0 | 0 | 0 | 0 | 0 | 0 | 0
CAPITAL: | 0 | 1 | 2 | 3 | 4 | 5 | 6 | 7 | 8 | 9 | 10 | 11 | 12 | 13 | 14 | 15 | 16 | 17 | 18 | 19 | 20 | 21 | 22 | 23 | 24 | 25 | 26 | 27 | 28 | 29 | 30 | 31 | 32 | 33 | 34 | 35 | 36 | 37 | 38 | 39 | 40
1) Transmission | 0 | 0 | 0 | 0 | 0 | 0 | 0 | 0 | 0 | 0 | 0 | 0 | 0 | 0 | 0 | 0 | 0 | 0 | 0 | 0 | 0 | 0 | 0 | 0 | 0 | 0 | 0 | 0 | 0 | 0 | 0 | 0 | 0 | 0 | 0 | 0 | 0 | 0 | 0 | 0 | 0
2) | 0 | 0 | 0 | 0 | 0 | 0 | 0 | 0 | 0 | 0 | 0 | 0 | 0 | 0 | 0 | 0 | 0 | 0 | 0 | 0 | 0 | 0 | 0 | 0 | 0 | 0 | 0 | 0 | 0 | 0 | 0 | 0 | 0 | 0 | 0 | 0 | 0 | 0 | 0 | 0 | 0
3) | 0 | 0 | 0 | 0 | 0 | 0 | 0 | 0 | 0 | 0 | 0 | 0 | 0 | 0 | 0 | 0 | 0 | 0 | 0 | 0 | 0 | 0 | 0 | 0 | 0 | 0 | 0 | 0 | 0 | 0 | 0 | 0 | 0 | 0 | 0 | 0 | 0 | 0 | 0 | 0 | 0
4) | 0 | 0 | 0 | 0 | 0 | 0 | 0 | 0 | 0 | 0 | 0 | 0 | 0 | 0 | 0 | 0 | 0 | 0 | 0 | 0 | 0 | 0 | 0 | 0 | 0 | 0 | 0 | 0 | 0 | 0 | 0 | 0 | 0 | 0 | 0 | 0 | 0 | 0 | 0 | 0 | 0
5) Transmission Communication | 0 | 0 | 0 | 0 | 0 | 0 | 0 | 0 | 0 | 0 | 0 | 0 | 0 | 0 | 0 | 0 | 0 | 0 | 0 | 0 | 0 | 0 | 0 | 0 | 0 | 0 | 0 | 0 | 0 | 0 | 0 | 0 | 0 | 0 | 0 | 0 | 0 | 0 | 0 | 0 | 0
6) | 0 | 0 | 0 | 0 | 0 | 0 | 0 | 0 | 0 | 0 | 0 | 0 | 0 | 0 | 0 | 0 | 0 | 0 | 0 | 0 | 0 | 0 | 0 | 0 | 0 | 0 | 0 | 0 | 0 | 0 | 0 | 0 | 0 | 0 | 0 | 0 | 0 | 0 | 0 | 0 | 0
7) | 0 | 0 | 0 | 0 | 0 | 0 | 0 | 0 | 0 | 0 | 0 | 0 | 0 | 0 | 0 | 0 | 0 | 0 | 0 | 0 | 0 | 0 | 0 | 0 | 0 | 0 | 0 | 0 | 0 | 0 | 0 | 0 | 0 | 0 | 0 | 0 | 0 | 0 | 0 | 0 | 0
8) | 0 | 0 | 0 | 0 | 0 | 0 | 0 | 0 | 0 | 0 | 0 | 0 | 0 | 0 | 0 | 0 | 0 | 0 | 0 | 0 | 0 | 0 | 0 | 0 | 0 | 0 | 0 | 0 | 0 | 0 | 0 | 0 | 0 | 0 | 0 | 0 | 0 | 0 | 0 | 0 | 0
Total Capital | 0 | 0 | 0 | 0 | 0 | 0 | 0 | 0 | 0 | 0 | 0 | 0 | 0 | 0 | 0 | 0 | 0 | 0 | 0 | 0 | 0 | 0 | 0 | 0 | 0 | 0 | 0 | 0 | 0 | 0 | 0 | 0 | 0 | 0 | 0 | 0 | 0 | 0 | 0 | 0 | 0
O&M: | 0 | 1 | 2 | 3 | 4 | 5 | 6 | 7 | 8 | 9 | 10 | 11 | 12 | 13 | 14 | 15 | 16 | 17 | 18 | 19 | 20 | 21 | 22 | 23 | 24 | 25 | 26 | 27 | 28 | 29 | 30 | 31 | 32 | 33 | 34 | 35 | 36 | 37 | 38 | 39 | 40
1) Incremental O&M Costs | 0 | 0 | 0 | 0 | 0 | 0 | 0 | 0 | 0 | 0 | 0 | 0 | 0 | 0 | 0 | 0 | 0 | 0 | 0 | 0 | 0 | 0 | 0 | 0 | 0 | 0 | 0 | 0 | 0 | 0 | 0 | 0 | 0 | 0 | 0 | 0 | 0 | 0 | 0 | 0 | 0
2) Incremental O&M Savings | 0 | 0 | 0 | 0 | 0 | 0 | 0 | 0 | 0 | 0 | 0 | 0 | 0 | 0 | 0 | 0 | 0 | 0 | 0 | 0 | 0 | 0 | 0 | 0 | 0 | 0 | 0 | 0 | 0 | 0 | 0 | 0 | 0 | 0 | 0 | 0 | 0 | 0 | 0 | 0 | 0
3) Energy Losses | 0 | 0 | 0 | 0 | 0 | 0 | 0 | 0 | 0 | 0 | 0 | 0 | 0 | 0 | 0 | 0 | 0 | 0 | 0 | 0 | 0 | 0 | 0 | 0 | 0 | 0 | 0 | 0 | 0 | 0 | 0 | 0 | 0 | 0 | 0 | 0 | 0 | 0 | 0 | 0 | 0
4) Insurance & Property Tax | 0 | 0 | 0 | 0 | 0 | 0 | 0 | 0 | 0 | 0 | 0 | 0 | 0 | 0 | 0 | 0 | 0 | 0 | 0 | 0 | 0 | 0 | 0 | 0 | 0 | 0 | 0 | 0 | 0 | 0 | 0 | 0 | 0 | 0 | 0 | 0 | 0 | 0 | 0 | 0 | 0
5) | 0 | 0 | 0 | 0 | 0 | 0 | 0 | 0 | 0 | 0 | 0 | 0 | 0 | 0 | 0 | 0 | 0 | 0 | 0 | 0 | 0 | 0 | 0 | 0 | 0 | 0 | 0 | 0 | 0 | 0 | 0 | 0 | 0 | 0 | 0 | 0 | 0 | 0 | 0 | 0 | 0
6) Early Retirement | 0 | 0 | 0 | 0 | 0 | 0 | 0 | 0 | 0 | 0 | 0 | 0 | 0 | 0 | 0 | 0 | 0 | 0 | 0 | 0 | 0 | 0 | 0 | 0 | 0 | 0 | 0 | 0 | 0 | 0 | 0 | 0 | 0 | 0 | 0 | 0 | 0 | 0 | 0 | 0 | 0
7) | 0 | 0 | 0 | 0 | 0 | 0 | 0 | 0 | 0 | 0 | 0 | 0 | 0 | 0 | 0 | 0 | 0 | 0 | 0 | 0 | 0 | 0 | 0 | 0 | 0 | 0 | 0 | 0 | 0 | 0 | 0 | 0 | 0 | 0 | 0 | 0 | 0 | 0 | 0 | 0 | 0
8) | 0 | 0 | 0 | 0 | 0 | 0 | 0 | 0 | 0 | 0 | 0 | 0 | 0 | 0 | 0 | 0 | 0 | 0 | 0 | 0 | 0 | 0 | 0 | 0 | 0 | 0 | 0 | 0 | 0 | 0 | 0 | 0 | 0 | 0 | 0 | 0 | 0 | 0 | 0 | 0 | 0
Total O&M | 0 | 0 | 0 | 0 | 0 | 0 | 0 | 0 | 0 | 0 | 0 | 0 | 0 | 0 | 0 | 0 | 0 | 0 | 0 | 0 | 0 | 0 | 0 | 0 | 0 | 0 | 0 | 0 | 0 | 0 | 0 | 0 | 0 | 0 | 0 | 0 | 0 | 0 | 0 | 0 | 0
Alternative 3 Name
Alternative 3 Description
Transmission Cost Impact
Year | 2012 | 2013 | 2014 | 2015 | 2016 | 2017 | 2018 | 2019 | 2020 | 2021 | 2022 | 2023 | 2024 | 2025 | 2026 | 2027 | 2028 | 2029 | 2030 | 2031 | 2032 | 2033 | 2034 | 2035 | 2036 | 2037 | 2038 | 2039 | 2040 | 2041 | 2042 | 2043 | 2044 | 2045 | 2046 | 2047 | 2048 | 2049 | 2050 | 2051 | 2052
YEARLY DEPRECIATION: | 0 | 1 | 2 | 3 | 4 | 5 | 6 | 7 | 8 | 9 | 10 | 11 | 12 | 13 | 14 | 15 | 16 | 17 | 18 | 19 | 20 | 21 | 22 | 23 | 24 | 25 | 26 | 27 | 28 | 29 | 30 | 31 | 32 | 33 | 34 | 35 | 36 | 37 | 38 | 39 | 40 | Rates
1) Transmission | 0 | 0 | 0 | 0 | 0 | 0 | 0 | 0 | 0 | 0 | 0 | 0 | 0 | 0 | 0 | 0 | 0 | 0 | 0 | 0 | 0 | 0 | 0 | 0 | 0 | 0 | 0 | 0 | 0 | 0 | 0 | 0 | 0 | 0 | 0 | 0 | 0 | 0 | 0 | 0 | 0 | 5%
2) | 0 | 0 | 0 | 0 | 0 | 0 | 0 | 0 | 0 | 0 | 0 | 0 | 0 | 0 | 0 | 0 | 0 | 0 | 0 | 0 | 0 | 0 | 0 | 0 | 0 | 0 | 0 | 0 | 0 | 0 | 0 | 0 | 0 | 0 | 0 | 0 | 0 | 0 | 0 | 0 | 0 | 0%
3) | 0 | 0 | 0 | 0 | 0 | 0 | 0 | 0 | 0 | 0 | 0 | 0 | 0 | 0 | 0 | 0 | 0 | 0 | 0 | 0 | 0 | 0 | 0 | 0 | 0 | 0 | 0 | 0 | 0 | 0 | 0 | 0 | 0 | 0 | 0 | 0 | 0 | 0 | 0 | 0 | 0 | 0%
4) | 0 | 0 | 0 | 0 | 0 | 0 | 0 | 0 | 0 | 0 | 0 | 0 | 0 | 0 | 0 | 0 | 0 | 0 | 0 | 0 | 0 | 0 | 0 | 0 | 0 | 0 | 0 | 0 | 0 | 0 | 0 | 0 | 0 | 0 | 0 | 0 | 0 | 0 | 0 | 0 | 0 | 0%
5) Transmission Communication | 0 | 0 | 0 | 0 | 0 | 0 | 0 | 0 | 0 | 0 | 0 | 0 | 0 | 0 | 0 | 0 | 0 | 0 | 0 | 0 | 0 | 0 | 0 | 0 | 0 | 0 | 0 | 0 | 0 | 0 | 0 | 0 | 0 | 0 | 0 | 0 | 0 | 0 | 0 | 0 | 0 | 5%
6) | 0 | 0 | 0 | 0 | 0 | 0 | 0 | 0 | 0 | 0 | 0 | 0 | 0 | 0 | 0 | 0 | 0 | 0 | 0 | 0 | 0 | 0 | 0 | 0 | 0 | 0 | 0 | 0 | 0 | 0 | 0 | 0 | 0 | 0 | 0 | 0 | 0 | 0 | 0 | 0 | 0 | 0%
7) | 0 | 0 | 0 | 0 | 0 | 0 | 0 | 0 | 0 | 0 | 0 | 0 | 0 | 0 | 0 | 0 | 0 | 0 | 0 | 0 | 0 | 0 | 0 | 0 | 0 | 0 | 0 | 0 | 0 | 0 | 0 | 0 | 0 | 0 | 0 | 0 | 0 | 0 | 0 | 0 | 0 | 0%
8) | 0 | 0 | 0 | 0 | 0 | 0 | 0 | 0 | 0 | 0 | 0 | 0 | 0 | 0 | 0 | 0 | 0 | 0 | 0 | 0 | 0 | 0 | 0 | 0 | 0 | 0 | 0 | 0 | 0 | 0 | 0 | 0 | 0 | 0 | 0 | 0 | 0 | 0 | 0 | 0 | 0 | 0%
Total Depreciation | 0 | 0 | 0 | 0 | 0 | 0 | 0 | 0 | 0 | 0 | 0 | 0 | 0 | 0 | 0 | 0 | 0 | 0 | 0 | 0 | 0 | 0 | 0 | 0 | 0 | 0 | 0 | 0 | 0 | 0 | 0 | 0 | 0 | 0 | 0 | 0 | 0 | 0 | 0 | 0 | 0
ACCUMULATED DEPRECIATION: | 0 | 1 | 2 | 3 | 4 | 5 | 6 | 7 | 8 | 9 | 10 | 11 | 12 | 13 | 14 | 15 | 16 | 17 | 18 | 19 | 20 | 21 | 22 | 23 | 24 | 25 | 26 | 27 | 28 | 29 | 30 | 31 | 32 | 33 | 34 | 35 | 36 | 37 | 38 | 39 | 40
1) Transmission | 0 | 0 | 0 | 0 | 0 | 0 | 0 | 0 | 0 | 0 | 0 | 0 | 0 | 0 | 0 | 0 | 0 | 0 | 0 | 0 | 0 | 0 | 0 | 0 | 0 | 0 | 0 | 0 | 0 | 0 | 0 | 0 | 0 | 0 | 0 | 0 | 0 | 0 | 0 | 0 | 0
2) | 0 | 0 | 0 | 0 | 0 | 0 | 0 | 0 | 0 | 0 | 0 | 0 | 0 | 0 | 0 | 0 | 0 | 0 | 0 | 0 | 0 | 0 | 0 | 0 | 0 | 0 | 0 | 0 | 0 | 0 | 0 | 0 | 0 | 0 | 0 | 0 | 0 | 0 | 0 | 0 | 0
3) | 0 | 0 | 0 | 0 | 0 | 0 | 0 | 0 | 0 | 0 | 0 | 0 | 0 | 0 | 0 | 0 | 0 | 0 | 0 | 0 | 0 | 0 | 0 | 0 | 0 | 0 | 0 | 0 | 0 | 0 | 0 | 0 | 0 | 0 | 0 | 0 | 0 | 0 | 0 | 0 | 0
4) | 0 | 0 | 0 | 0 | 0 | 0 | 0 | 0 | 0 | 0 | 0 | 0 | 0 | 0 | 0 | 0 | 0 | 0 | 0 | 0 | 0 | 0 | 0 | 0 | 0 | 0 | 0 | 0 | 0 | 0 | 0 | 0 | 0 | 0 | 0 | 0 | 0 | 0 | 0 | 0 | 0
5) Transmission Communication | 0 | 0 | 0 | 0 | 0 | 0 | 0 | 0 | 0 | 0 | 0 | 0 | 0 | 0 | 0 | 0 | 0 | 0 | 0 | 0 | 0 | 0 | 0 | 0 | 0 | 0 | 0 | 0 | 0 | 0 | 0 | 0 | 0 | 0 | 0 | 0 | 0 | 0 | 0 | 0 | 0
6) | 0 | 0 | 0 | 0 | 0 | 0 | 0 | 0 | 0 | 0 | 0 | 0 | 0 | 0 | 0 | 0 | 0 | 0 | 0 | 0 | 0 | 0 | 0 | 0 | 0 | 0 | 0 | 0 | 0 | 0 | 0 | 0 | 0 | 0 | 0 | 0 | 0 | 0 | 0 | 0 | 0
7) | 0 | 0 | 0 | 0 | 0 | 0 | 0 | 0 | 0 | 0 | 0 | 0 | 0 | 0 | 0 | 0 | 0 | 0 | 0 | 0 | 0 | 0 | 0 | 0 | 0 | 0 | 0 | 0 | 0 | 0 | 0 | 0 | 0 | 0 | 0 | 0 | 0 | 0 | 0 | 0 | 0
8) | 0 | 0 | 0 | 0 | 0 | 0 | 0 | 0 | 0 | 0 | 0 | 0 | 0 | 0 | 0 | 0 | 0 | 0 | 0 | 0 | 0 | 0 | 0 | 0 | 0 | 0 | 0 | 0 | 0 | 0 | 0 | 0 | 0 | 0 | 0 | 0 | 0 | 0 | 0 | 0 | 0
PROPERTY IN SERVICE (end yr): | 0 | 1 | 2 | 3 | 4 | 5 | 6 | 7 | 8 | 9 | 10 | 11 | 12 | 13 | 14 | 15 | 16 | 17 | 18 | 19 | 20 | 21 | 22 | 23 | 24 | 25 | 26 | 27 | 28 | 29 | 30 | 31 | 32 | 33 | 34 | 35 | 36 | 37 | 38 | 39 | 40
1) Transmission | 0 | 0 | 0 | 0 | 0 | 0 | 0 | 0 | 0 | 0 | 0 | 0 | 0 | 0 | 0 | 0 | 0 | 0 | 0 | 0 | 0 | 0 | 0 | 0 | 0 | 0 | 0 | 0 | 0 | 0 | 0 | 0 | 0 | 0 | 0 | 0 | 0 | 0 | 0 | 0 | 0
2) | 0 | 0 | 0 | 0 | 0 | 0 | 0 | 0 | 0 | 0 | 0 | 0 | 0 | 0 | 0 | 0 | 0 | 0 | 0 | 0 | 0 | 0 | 0 | 0 | 0 | 0 | 0 | 0 | 0 | 0 | 0 | 0 | 0 | 0 | 0 | 0 | 0 | 0 | 0 | 0 | 0
3) | 0 | 0 | 0 | 0 | 0 | 0 | 0 | 0 | 0 | 0 | 0 | 0 | 0 | 0 | 0 | 0 | 0 | 0 | 0 | 0 | 0 | 0 | 0 | 0 | 0 | 0 | 0 | 0 | 0 | 0 | 0 | 0 | 0 | 0 | 0 | 0 | 0 | 0 | 0 | 0 | 0
4) | 0 | 0 | 0 | 0 | 0 | 0 | 0 | 0 | 0 | 0 | 0 | 0 | 0 | 0 | 0 | 0 | 0 | 0 | 0 | 0 | 0 | 0 | 0 | 0 | 0 | 0 | 0 | 0 | 0 | 0 | 0 | 0 | 0 | 0 | 0 | 0 | 0 | 0 | 0 | 0 | 0
5) Transmission Communication | 0 | 0 | 0 | 0 | 0 | 0 | 0 | 0 | 0 | 0 | 0 | 0 | 0 | 0 | 0 | 0 | 0 | 0 | 0 | 0 | 0 | 0 | 0 | 0 | 0 | 0 | 0 | 0 | 0 | 0 | 0 | 0 | 0 | 0 | 0 | 0 | 0 | 0 | 0 | 0 | 0
6) | 0 | 0 | 0 | 0 | 0 | 0 | 0 | 0 | 0 | 0 | 0 | 0 | 0 | 0 | 0 | 0 | 0 | 0 | 0 | 0 | 0 | 0 | 0 | 0 | 0 | 0 | 0 | 0 | 0 | 0 | 0 | 0 | 0 | 0 | 0 | 0 | 0 | 0 | 0 | 0 | 0
7) | 0 | 0 | 0 | 0 | 0 | 0 | 0 | 0 | 0 | 0 | 0 | 0 | 0 | 0 | 0 | 0 | 0 | 0 | 0 | 0 | 0 | 0 | 0 | 0 | 0 | 0 | 0 | 0 | 0 | 0 | 0 | 0 | 0 | 0 | 0 | 0 | 0 | 0 | 0 | 0 | 0
8) | 0 | 0 | 0 | 0 | 0 | 0 | 0 | 0 | 0 | 0 | 0 | 0 | 0 | 0 | 0 | 0 | 0 | 0 | 0 | 0 | 0 | 0 | 0 | 0 | 0 | 0 | 0 | 0 | 0 | 0 | 0 | 0 | 0 | 0 | 0 | 0 | 0 | 0 | 0 | 0 | 0
Total Project Ratebase | 0 | 0 | 0 | 0 | 0 | 0 | 0 | 0 | 0 | 0 | 0 | 0 | 0 | 0 | 0 | 0 | 0 | 0 | 0 | 0 | 0 | 0 | 0 | 0 | 0 | 0 | 0 | 0 | 0 | 0 | 0 | 0 | 0 | 0 | 0 | 0 | 0 | 0 | 0 | 0 | 0
Alternative 3 Name |  |  | Return | Ratio | B.T. Cost | A.T. Cost
Alternative 3 Description |  | Debt | 5.8% | 56% | 3.248% | 3.248%
Transmission Cost Impact |  | Preferred | 0% | 0% | 0% | 0% |  | Tax Rate | 30%
|  | Common | 9.21% | 44% | 5.789% | 4.052%
[5 empty] | 9.037% | 7.3%
CASH FLOWS SUMMARY:
|  |  |  | Revenue Requirements |  |  |  | Revenue |  | Surplus | CPV at | Used
Year | Ratebase | Return | Dep'n | Inc. Tax | O&M | Total |  | Allowance |  | (Deficit) | 9.037% | Year
0 2012 | 0 | 0 | 0 | 0 | 0 | 0 | 2012 NPV | 0 |  | 0 | 0 | 0
1 2013 | 0 | 0 | 0 | 0 | 0 | 0 | 0 | 0 |  | 0 | 0 | 1 |  | 12723 | -33410003.6125
2 2014 | 0 | 0 | 0 | 0 | 0 | 0 |  | 0 |  | 0 | 0 | 2 |  | 12723 | -33410003.6125
3 2015 | 0 | 0 | 0 | 0 | 0 | 0 |  | 0 |  | 0 | 0 | 3 |  | 0 | 0
4 2016 | 0 | 0 | 0 | 0 | 0 | 0 |  | 0 |  | 0 | 0 | 4
5 2017 | 0 | 0 | 0 | 0 | 0 | 0 |  | 0 |  | 0 | 0 | 5 |  | changes: | #DIV/0!
6 2018 | 0 | 0 | 0 | 0 | 0 | 0 |  | 0 |  | 0 | 0 | 6
7 2019 | 0 | 0 | 0 | 0 | 0 | 0 |  | 0 |  | 0 | 0 | 7 |  | Cont 2nd | 12723
8 2020 | 0 | 0 | 0 | 0 | 0 | 0 |  | 0 |  | 0 | 0 | 8
9 2021 | 0 | 0 | 0 | 0 | 0 | 0 |  | 0 |  | 0 | 0 | 9 |  | Cont_changed | #DIV/0!
10 2022 | 0 | 0 | 0 | 0 | 0 | 0 |  | 0 |  | 0 | 0 | 10
11 2023 | 0 | 0 | 0 | 0 | 0 | 0 |  | 0 |  | 0 | 0 | 11
12 2024 | 0 | 0 | 0 | 0 | 0 | 0 |  | 0 |  | 0 | 0 | 12
13 2025 | 0 | 0 | 0 | 0 | 0 | 0 |  | 0 |  | 0 | 0 | 13
14 2026 | 0 | 0 | 0 | 0 | 0 | 0 |  | 0 |  | 0 | 0 | 14
15 2027 | 0 | 0 | 0 | 0 | 0 | 0 |  | 0 |  | 0 | 0 | 15
16 2028 | 0 | 0 | 0 | 0 | 0 | 0 |  | 0 |  | 0 | 0 | 16
17 2029 | 0 | 0 | 0 | 0 | 0 | 0 |  | 0 |  | 0 | 0 | 17
18 2030 | 0 | 0 | 0 | 0 | 0 | 0 |  | 0 |  | 0 | 0 | 18
19 2031 | 0 | 0 | 0 | 0 | 0 | 0 |  | 0 |  | 0 | 0 | 19
20 2032 | 0 | 0 | 0 | 0 | 0 | 0 |  | 0 |  | 0 | 0 | 20
21 2033 | 0 | 0 | 0 | 0 | 0 | 0 |  | 0 |  | 0 | 0 | 21
22 2034 | 0 | 0 | 0 | 0 | 0 | 0 |  | 0 |  | 0 | 0 | 22
23 2035 | 0 | 0 | 0 | 0 | 0 | 0 |  | 0 |  | 0 | 0 | 23
24 2036 | 0 | 0 | 0 | 0 | 0 | 0 |  | 0 |  | 0 | 0 | 24
25 2037 | 0 | 0 | 0 | 0 | 0 | 0 |  | 0 |  | 0 | 0 | 25
26 2038 | 0 | 0 | 0 | 0 | 0 | 0 |  | 0 |  | 0 | 0 | 26
27 2039 | 0 | 0 | 0 | 0 | 0 | 0 |  | 0 |  | 0 | 0 | 27
28 2040 | 0 | 0 | 0 | 0 | 0 | 0 |  | 0 |  | 0 | 0 | 28
29 2041 | 0 | 0 | 0 | 0 | 0 | 0 |  | 0 |  | 0 | 0 | 29
30 2042 | 0 | 0 | 0 | 0 | 0 | 0 |  | 0 |  | 0 | 0 | 30
31 2043 | 0 | 0 | 0 | 0 | 0 | 0 |  | 0 |  | 0 | 0 | 31
32 2044 | 0 | 0 | 0 | 0 | 0 | 0 |  | 0 |  | 0 | 0 | 32
33 2045 | 0 | 0 | 0 | 0 | 0 | 0 |  | 0 |  | 0 | 0 | 33
34 2046 | 0 | 0 | 0 | 0 | 0 | 0 |  | 0 |  | 0 | 0 | 34
35 2047 | 0 | 0 | 0 | 0 | 0 | 0 |  | 0 |  | 0 | 0 | 35
36 2048 | 0 | 0 | 0 | 0 | 0 | 0 |  | 0 |  | 0 | 0 | 36
37 2049 | 0 | 0 | 0 | 0 | 0 | 0 |  | 0 |  | 0 | 0 | 37
38 2050 | 0 | 0 | 0 | 0 | 0 | 0 |  | 0 |  | 0 | 0 | 38
39 2051 | 0 | 0 | 0 | 0 | 0 | 0 |  | 0 |  | 0 | 0 | 39
40 2052 | 0 | 0 | 0 | 0 | 0 | 0 |  | 0 |  | 0 | 0 | 40
Total Revenue Area: (combines the two revenue facades)
| 0 | 1 | 2 | 3 | 4 | 5 | 6 | 7 | 8 | 9 | 10 | 11 | 12 | 13 | 14 | 15 | 16 | 17 | 18 | 19 | 20 | 21 | 22 | 23 | 24 | 25 | 26 | 27 | 28 | 29 | 30 | 31 | 32 | 33 | 34 | 35 | 36 | 37 | 38 | 39 | 40
| 0 | 0 | 0 | 0 | 0 | 0 | 0 | 0 | 0 | 0 | 0 | 0 | 0 | 0 | 0 | 0 | 0 | 0 | 0 | 0 | 0 | 0 | 0 | 0 | 0 | 0 | 0 | 0 | 0 | 0 | 0 | 0 | 0 | 0 | 0 | 0 | 0 | 0 | 0 | 0 | 0
|  | 0 | 1 | 2 | 3 | 4 | 5 | 6 | 7 | 8 | 9 | 10 | 11 | 12 | 13 | 14 | 15 | 16 | 17 | 18 | 19 | 20 | 21 | 22 | 23 | 24 | 25 | 26 | 27 | 28 | 29 | 30 | 31 | 32 | 33 | 34 | 35 | 36 | 37 | 38 | 39

## Assumptions Alternative 4 (hidden)
ATCO Electric Project Economic Evaluation | [5 empty] | Input data in | blue
Alternative 4 Name
| Alternative 4 Description |  |  |  |  | Calculated on: | 2013-11-13 15:24
Cost Impact
Assumptions:
1 | Financial Parameters
| Distribution Capital Structure and Cost | [5 empty] | Generation Capital Structure and Cost | [5 empty] | Incremental Depreciation Rates: |  | Service Life | Rate
|  | Return | Ratio | B.T. Cost | A.T. Cost |  |  | Return | Ratio | B.T. Cost | A.T. Cost |  | Transmission |  | 20 | 5%
| Debt | 5.8% | 56% | 3.248% | 3.248% |  | Debt | 5.8% | 56% | 3.248% | 3.248% |  | Distribution |  | 20 | 5%
| Preferred | 0% | 0% | 0% | 0% |  | Preferred | 0% | 0% | 0% | 0% |  | Communication |  | 20 | 5%
| Common | 9.21% | 44% | 5.789% | 4.052% |  | Common | 9.21% | 44% | 5.789% | 4.052% |  | "D" Other |  | 20 | 5%
| TOTALS |  |  | 9.037% | 7.3% |  | TOTALS |  |  | 9.037% | 7.3%
| 0 | [5 empty] | 0 | [5 empty] | 0
| Income Taxes and Escalation |  |  |  | 2011 | 2012 | 2013 | 2014 | >=2015
| Federal and Provincial Income Tax |  |  |  | 31.5% | 30% | 30% | 30% | 30%
Escalation
|  | Capital (T&D) |  |  |  | 2% | 2% | 2% | 2%
|  | O & M (T&D) |  |  |  | 2% | 2% | 2% | 2%
(50/50 blend of rate of labour & materials)
| 0 |  |  | 2013 Income Taxes |  | 30%
2 | All analysis are based on |  | 20 | of costs.
3 | Embedded distribution capital and O&M costs are not considered in analysis.
4 | Base Year ($) |  | 2012
| In-Service Date |  | 2013
5 | Incremental Capital Spending:
|  |  | Annual Escalation Factor | 1 | 1.02 | 1.02 | 1.02 | 1.02 | 1.02 | 1.02 | 1.02 | 1.02 | 1.02 | 1.02 | 1.02 | 1.02 | 1.02 | 1.02 | 1.02 | 1.02 | 1.02 | 1.02 | 1.02 | 1.02 | 1.02 | 1.02 | 1.02 | 1.02 | 1.02 | 1.02 | 1.02 | 1.02 | 1.02 | 1.02 | 1.02 | 1.02 | 1.02 | 1.02 | 1.02 | 1.02 | 1.02 | 1.02 | 1.02 | 1.02
|  |  | Compounded Escalation Factor | 1 | 1.02 | 1.0404 | 1.0612 | 1.0824 | 1.1041 | 1.1262 | 1.1487 | 1.1717 | 1.1951 | 1.219 | 1.2434 | 1.2682 | 1.2936 | 1.3195 | 1.3459 | 1.3728 | 1.4002 | 1.4282 | 1.4568 | 1.4859 | 1.5157 | 1.546 | 1.5769 | 1.6084 | 1.6406 | 1.6734 | 1.7069 | 1.741 | 1.7758 | 1.8114 | 1.8476 | 1.8845 | 1.9222 | 1.9607 | 1.9999 | 2.0399 | 2.0807 | 2.1223 | 2.1647 | 2.208
|  |  | ISD Index | 0 | 1 | 0 | 0 | 0 | 0 | 0 | 0 | 0 | 0 | 0 | 0 | 0 | 0 | 0 | 0 | 0 | 0 | 0 | 0 | 0 | 0 | 0 | 0 | 0 | 0 | 0 | 0 | 0 | 0 | 0 | 0 | 0 | 0 | 0 | 0 | 0 | 0 | 0 | 0 | 0
|  |  |  | 2012 | 2013 | 2014 | 2015 | 2016 | 2017 | 2018 | 2019 | 2020 | 2021 | 2022 | 2023 | 2024 | 2025 | 2026 | 2027 | 2028 | 2029 | 2030 | 2031 | 2032 | 2033 | 2034 | 2035 | 2036 | 2037 | 2038 | 2039 | 2040 | 2041 | 2042 | 2043 | 2044 | 2045 | 2046 | 2047 | 2048 | 2049 | 2050 | 2051 | 2052
| Enter capital expenditures in 2012 dollars |  |  | 0 | 1 | 2 | 3 | 4 | 5 | 6 | 7 | 8 | 9 | 10 | 11 | 12 | 13 | 14 | 15 | 16 | 17 | 18 | 19 | 20 | 21 | 22 | 23 | 24 | 25 | 26 | 27 | 28 | 29 | 30 | 31 | 32 | 33 | 34 | 35 | 36 | 37 | 38 | 39 | 40 | Nom $ Total | Real $ Total
(include ES&G and Contingency)
| Transmission |  |  | 0 | 0 | 0 | 0 | 0 | 0 | 0 | 0 | 0 | 0 | 0 | 0 | 0 | 0 | 0 | 0 | 0 | 0 | 0 | 0 | 0 | 0 | 0 | 0 | 0 | 0 | 0 | 0 | 0 | 0 | 0 | 0 | 0 | 0 | 0 | 0 | 0 | 0 | 0 | 0 | 0 |  | 0
| (inflated) |  |  | 0 | 0 | 0 | 0 | 0 | 0 | 0 | 0 | 0 | 0 | 0 | 0 | 0 | 0 | 0 | 0 | 0 | 0 | 0 | 0 | 0 | 0 | 0 | 0 | 0 | 0 | 0 | 0 | 0 | 0 | 0 | 0 | 0 | 0 | 0 | 0 | 0 | 0 | 0 | 0 | 0 | 0
| Distribution |  |  | 0 | 0 | 0 | 0 | 0 | 0 | 0 | 0 | 0 | 0 | 0 | 0 | 0 | 0 | 0 | 0 | 0 | 0 | 0 | 0 | 0 | 0 | 0 | 0 | 0 | 0 | 0 | 0 | 0 | 0 | 0 | 0 | 0 | 0 | 0 | 0 | 0 | 0 | 0 | 0 | 0 |  | 0
| (inflated) |  |  | 0 | 0 | 0 | 0 | 0 | 0 | 0 | 0 | 0 | 0 | 0 | 0 | 0 | 0 | 0 | 0 | 0 | 0 | 0 | 0 | 0 | 0 | 0 | 0 | 0 | 0 | 0 | 0 | 0 | 0 | 0 | 0 | 0 | 0 | 0 | 0 | 0 | 0 | 0 | 0 | 0 | 0
| Distribution Communications |  |  | 0 | 0 | 0 | 0 | 0 | 0 | 0 | 0 | 0 | 0 | 0 | 0 | 0 | 0 | 0 | 0 | 0 | 0 | 0 | 0 | 0 | 0 | 0 | 0 | 0 | 0 | 0 | 0 | 0 | 0 | 0 | 0 | 0 | 0 | 0 | 0 | 0 | 0 | 0 | 0 | 0 |  | 0
| (inflated) |  |  | 0 | 0 | 0 | 0 | 0 | 0 | 0 | 0 | 0 | 0 | 0 | 0 | 0 | 0 | 0 | 0 | 0 | 0 | 0 | 0 | 0 | 0 | 0 | 0 | 0 | 0 | 0 | 0 | 0 | 0 | 0 | 0 | 0 | 0 | 0 | 0 | 0 | 0 | 0 | 0 | 0 | 0
| Transmission Communications |  |  | 0 | 0 | 0 | 0 | 0 | 0 | 0 | 0 | 0 | 0 | 0 | 0 | 0 | 0 | 0 | 0 | 0 | 0 | 0 | 0 | 0 | 0 | 0 | 0 | 0 | 0 | 0 | 0 | 0 | 0 | 0 | 0 | 0 | 0 | 0 | 0 | 0 | 0 | 0 | 0 | 0 |  | 0
| (inflated) | (Telecom / Telecontrol) |  | 0 | 0 | 0 | 0 | 0 | 0 | 0 | 0 | 0 | 0 | 0 | 0 | 0 | 0 | 0 | 0 | 0 | 0 | 0 | 0 | 0 | 0 | 0 | 0 | 0 | 0 | 0 | 0 | 0 | 0 | 0 | 0 | 0 | 0 | 0 | 0 | 0 | 0 | 0 | 0 | 0 | 0
| Distribution Other |  |  | 0 | 0 | 0 | 0 | 0 | 0 | 0 | 0 | 0 | 0 | 0 | 0 | 0 | 0 | 0 | 0 | 0 | 0 | 0 | 0 | 0 | 0 | 0 | 0 | 0 | 0 | 0 | 0 | 0 | 0 | 0 | 0 | 0 | 0 | 0 | 0 | 0 | 0 | 0 | 0 | 0 |  | 0
| (inflated) |  |  | 0 | 0 | 0 | 0 | 0 | 0 | 0 | 0 | 0 | 0 | 0 | 0 | 0 | 0 | 0 | 0 | 0 | 0 | 0 | 0 | 0 | 0 | 0 | 0 | 0 | 0 | 0 | 0 | 0 | 0 | 0 | 0 | 0 | 0 | 0 | 0 | 0 | 0 | 0 | 0 | 0 | 0
| Total Capital Cost (2012$) |  |  | 0 | 0 | 0 | 0 | 0 | 0 | 0 | 0 | 0 | 0 | 0 | 0 | 0 | 0 | 0 | 0 | 0 | 0 | 0 | 0 | 0 | 0 | 0 | 0 | 0 | 0 | 0 | 0 | 0 | 0 | 0 | 0 | 0 | 0 | 0 | 0 | 0 | 0 | 0 | 0 | 0
| Total Capital Cost (Nom$) |  |  | 0 | 0 | 0 | 0 | 0 | 0 | 0 | 0 | 0 | 0 | 0 | 0 | 0 | 0 | 0 | 0 | 0 | 0 | 0 | 0 | 0 | 0 | 0 | 0 | 0 | 0 | 0 | 0 | 0 | 0 | 0 | 0 | 0 | 0 | 0 | 0 | 0 | 0 | 0 | 0 | 0 | 0 | 0
Source:
6 | AFUDC Calculation & Ratebase:
|  | Calculate AFUDC | No | 2012 0: (yes or no)
|  |  |  | 2012 | 2013 | 2014 | 2015 | 2016 | 2017 | 2018 | 2019 | 2020 | 2021 | 2022 | 2023 | 2024 | 2025 | 2026 | 2027 | 2028 | 2029 | 2030 | 2031 | 2032 | 2033 | 2034 | 2035 | 2036 | 2037 | 2038 | 2039 | 2040 | 2041 | 2042 | 2043 | 2044 | 2045 | 2046 | 2047 | 2048 | 2049 | 2050 | 2051 | 2052 | Total Capital w/
| Transmission |  |  | 0 | 1 | 2 | 3 | 4 | 5 | 6 | 7 | 8 | 9 | 10 | 11 | 12 | 13 | 14 | 15 | 16 | 17 | 18 | 19 | 20 | 21 | 22 | 23 | 24 | 25 | 26 | 27 | 28 | 29 | 30 | 31 | 32 | 33 | 34 | 35 | 36 | 37 | 38 | 39 | 40 | escalation & AFUDC
|  |  | Opening Balance | 0 | 0 | 0 | 0 | 0 | 0 | 0 | 0 | 0 | 0 | 0 | 0 | 0 | 0 | 0 | 0 | 0 | 0 | 0 | 0 | 0 | 0 | 0 | 0 | 0 | 0 | 0 | 0 | 0 | 0 | 0 | 0 | 0 | 0 | 0 | 0 | 0 | 0 | 0 | 0 | 0
|  |  | Capital Addition | 0 | 0 | 0 | 0 | 0 | 0 | 0 | 0 | 0 | 0 | 0 | 0 | 0 | 0 | 0 | 0 | 0 | 0 | 0 | 0 | 0 | 0 | 0 | 0 | 0 | 0 | 0 | 0 | 0 | 0 | 0 | 0 | 0 | 0 | 0 | 0 | 0 | 0 | 0 | 0 | 0
|  |  | 7.3% | 0 | 0 | 0 | 0 | 0 | 0 | 0 | 0 | 0 | 0 | 0 | 0 | 0 | 0 | 0 | 0 | 0 | 0 | 0 | 0 | 0 | 0 | 0 | 0 | 0 | 0 | 0 | 0 | 0 | 0 | 0 | 0 | 0 | 0 | 0 | 0 | 0 | 0 | 0 | 0 | 0
|  |  | RATEBASE | 0 | 0 | 0 | 0 | 0 | 0 | 0 | 0 | 0 | 0 | 0 | 0 | 0 | 0 | 0 | 0 | 0 | 0 | 0 | 0 | 0 | 0 | 0 | 0 | 0 | 0 | 0 | 0 | 0 | 0 | 0 | 0 | 0 | 0 | 0 | 0 | 0 | 0 | 0 | 0 | 0 | 0
Distribution
|  |  | Opening Balance | 0 | 0 | 0 | 0 | 0 | 0 | 0 | 0 | 0 | 0 | 0 | 0 | 0 | 0 | 0 | 0 | 0 | 0 | 0 | 0 | 0 | 0 | 0 | 0 | 0 | 0 | 0 | 0 | 0 | 0 | 0 | 0 | 0 | 0 | 0 | 0 | 0 | 0 | 0 | 0 | 0
|  |  | Capital Addition | 0 | 0 | 0 | 0 | 0 | 0 | 0 | 0 | 0 | 0 | 0 | 0 | 0 | 0 | 0 | 0 | 0 | 0 | 0 | 0 | 0 | 0 | 0 | 0 | 0 | 0 | 0 | 0 | 0 | 0 | 0 | 0 | 0 | 0 | 0 | 0 | 0 | 0 | 0 | 0 | 0
|  |  | 7.3% | 0 | 0 | 0 | 0 | 0 | 0 | 0 | 0 | 0 | 0 | 0 | 0 | 0 | 0 | 0 | 0 | 0 | 0 | 0 | 0 | 0 | 0 | 0 | 0 | 0 | 0 | 0 | 0 | 0 | 0 | 0 | 0 | 0 | 0 | 0 | 0 | 0 | 0 | 0 | 0 | 0
|  |  | RATEBASE | 0 | 0 | 0 | 0 | 0 | 0 | 0 | 0 | 0 | 0 | 0 | 0 | 0 | 0 | 0 | 0 | 0 | 0 | 0 | 0 | 0 | 0 | 0 | 0 | 0 | 0 | 0 | 0 | 0 | 0 | 0 | 0 | 0 | 0 | 0 | 0 | 0 | 0 | 0 | 0 | 0 | 0
Distribution Communications
|  |  | Opening Balance | 0 | 0 | 0 | 0 | 0 | 0 | 0 | 0 | 0 | 0 | 0 | 0 | 0 | 0 | 0 | 0 | 0 | 0 | 0 | 0 | 0 | 0 | 0 | 0 | 0 | 0 | 0 | 0 | 0 | 0 | 0 | 0 | 0 | 0 | 0 | 0 | 0 | 0 | 0 | 0 | 0
|  |  | Capital Addition | 0 | 0 | 0 | 0 | 0 | 0 | 0 | 0 | 0 | 0 | 0 | 0 | 0 | 0 | 0 | 0 | 0 | 0 | 0 | 0 | 0 | 0 | 0 | 0 | 0 | 0 | 0 | 0 | 0 | 0 | 0 | 0 | 0 | 0 | 0 | 0 | 0 | 0 | 0 | 0 | 0
|  |  | 7.3% | 0 | 0 | 0 | 0 | 0 | 0 | 0 | 0 | 0 | 0 | 0 | 0 | 0 | 0 | 0 | 0 | 0 | 0 | 0 | 0 | 0 | 0 | 0 | 0 | 0 | 0 | 0 | 0 | 0 | 0 | 0 | 0 | 0 | 0 | 0 | 0 | 0 | 0 | 0 | 0 | 0
|  |  | RATEBASE | 0 | 0 | 0 | 0 | 0 | 0 | 0 | 0 | 0 | 0 | 0 | 0 | 0 | 0 | 0 | 0 | 0 | 0 | 0 | 0 | 0 | 0 | 0 | 0 | 0 | 0 | 0 | 0 | 0 | 0 | 0 | 0 | 0 | 0 | 0 | 0 | 0 | 0 | 0 | 0 | 0 | 0
Transmission Communications
|  |  | Opening Balance | 0 | 0 | 0 | 0 | 0 | 0 | 0 | 0 | 0 | 0 | 0 | 0 | 0 | 0 | 0 | 0 | 0 | 0 | 0 | 0 | 0 | 0 | 0 | 0 | 0 | 0 | 0 | 0 | 0 | 0 | 0 | 0 | 0 | 0 | 0 | 0 | 0 | 0 | 0 | 0 | 0
|  |  | Capital Addition | 0 | 0 | 0 | 0 | 0 | 0 | 0 | 0 | 0 | 0 | 0 | 0 | 0 | 0 | 0 | 0 | 0 | 0 | 0 | 0 | 0 | 0 | 0 | 0 | 0 | 0 | 0 | 0 | 0 | 0 | 0 | 0 | 0 | 0 | 0 | 0 | 0 | 0 | 0 | 0 | 0
|  |  | 7.3% | 0 | 0 | 0 | 0 | 0 | 0 | 0 | 0 | 0 | 0 | 0 | 0 | 0 | 0 | 0 | 0 | 0 | 0 | 0 | 0 | 0 | 0 | 0 | 0 | 0 | 0 | 0 | 0 | 0 | 0 | 0 | 0 | 0 | 0 | 0 | 0 | 0 | 0 | 0 | 0 | 0
|  |  | RATEBASE | 0 | 0 | 0 | 0 | 0 | 0 | 0 | 0 | 0 | 0 | 0 | 0 | 0 | 0 | 0 | 0 | 0 | 0 | 0 | 0 | 0 | 0 | 0 | 0 | 0 | 0 | 0 | 0 | 0 | 0 | 0 | 0 | 0 | 0 | 0 | 0 | 0 | 0 | 0 | 0 | 0 | 0
Distribution Other
|  |  | Opening Balance | 0 | 0 | 0 | 0 | 0 | 0 | 0 | 0 | 0 | 0 | 0 | 0 | 0 | 0 | 0 | 0 | 0 | 0 | 0 | 0 | 0 | 0 | 0 | 0 | 0 | 0 | 0 | 0 | 0 | 0 | 0 | 0 | 0 | 0 | 0 | 0 | 0 | 0 | 0 | 0 | 0
|  |  | Capital Addition | 0 | 0 | 0 | 0 | 0 | 0 | 0 | 0 | 0 | 0 | 0 | 0 | 0 | 0 | 0 | 0 | 0 | 0 | 0 | 0 | 0 | 0 | 0 | 0 | 0 | 0 | 0 | 0 | 0 | 0 | 0 | 0 | 0 | 0 | 0 | 0 | 0 | 0 | 0 | 0 | 0
|  |  | 7.3% | 0 | 0 | 0 | 0 | 0 | 0 | 0 | 0 | 0 | 0 | 0 | 0 | 0 | 0 | 0 | 0 | 0 | 0 | 0 | 0 | 0 | 0 | 0 | 0 | 0 | 0 | 0 | 0 | 0 | 0 | 0 | 0 | 0 | 0 | 0 | 0 | 0 | 0 | 0 | 0 | 0
|  |  | RATEBASE | 0 | 0 | 0 | 0 | 0 | 0 | 0 | 0 | 0 | 0 | 0 | 0 | 0 | 0 | 0 | 0 | 0 | 0 | 0 | 0 | 0 | 0 | 0 | 0 | 0 | 0 | 0 | 0 | 0 | 0 | 0 | 0 | 0 | 0 | 0 | 0 | 0 | 0 | 0 | 0 | 0 | 0
Total Rate Base
|  |  | Opening Balance | 0 | 0 | 0 | 0 | 0 | 0 | 0 | 0 | 0 | 0 | 0 | 0 | 0 | 0 | 0 | 0 | 0 | 0 | 0 | 0 | 0 | 0 | 0 | 0 | 0 | 0 | 0 | 0 | 0 | 0 | 0 | 0 | 0 | 0 | 0 | 0 | 0 | 0 | 0 | 0 | 0
|  |  | Capital Addition | 0 | 0 | 0 | 0 | 0 | 0 | 0 | 0 | 0 | 0 | 0 | 0 | 0 | 0 | 0 | 0 | 0 | 0 | 0 | 0 | 0 | 0 | 0 | 0 | 0 | 0 | 0 | 0 | 0 | 0 | 0 | 0 | 0 | 0 | 0 | 0 | 0 | 0 | 0 | 0 | 0
|  |  | AFUDC | 0 | 0 | 0 | 0 | 0 | 0 | 0 | 0 | 0 | 0 | 0 | 0 | 0 | 0 | 0 | 0 | 0 | 0 | 0 | 0 | 0 | 0 | 0 | 0 | 0 | 0 | 0 | 0 | 0 | 0 | 0 | 0 | 0 | 0 | 0 | 0 | 0 | 0 | 0 | 0 | 0
|  |  | RATEBASE | 0 | 0 | 0 | 0 | 0 | 0 | 0 | 0 | 0 | 0 | 0 | 0 | 0 | 0 | 0 | 0 | 0 | 0 | 0 | 0 | 0 | 0 | 0 | 0 | 0 | 0 | 0 | 0 | 0 | 0 | 0 | 0 | 0 | 0 | 0 | 0 | 0 | 0 | 0 | 0 | 0 | 0
7 | Incremental Operation and Maintenance Costs:
|  |  | Annual Escalation Factor | 1 | 1.02 | 1.02 | 1.02 | 1.02 | 1.02 | 1.02 | 1.02 | 1.02 | 1.02 | 1.02 | 1.02 | 1.02 | 1.02 | 1.02 | 1.02 | 1.02 | 1.02 | 1.02 | 1.02 | 1.02 | 1.02 | 1.02 | 1.02 | 1.02 | 1.02 | 1.02 | 1.02 | 1.02 | 1.02 | 1.02 | 1.02 | 1.02 | 1.02 | 1.02 | 1.02 | 1.02 | 1.02 | 1.02 | 1.02 | 1.02
|  |  | Compounded Escalation Factor | 1 | 1.02 | 1.0404 | 1.0612 | 1.0824 | 1.1041 | 1.1262 | 1.1487 | 1.1717 | 1.1951 | 1.219 | 1.2434 | 1.2682 | 1.2936 | 1.3195 | 1.3459 | 1.3728 | 1.4002 | 1.4282 | 1.4568 | 1.4859 | 1.5157 | 1.546 | 1.5769 | 1.6084 | 1.6406 | 1.6734 | 1.7069 | 1.741 | 1.7758 | 1.8114 | 1.8476 | 1.8845 | 1.9222 | 1.9607 | 1.9999 | 2.0399 | 2.0807 | 2.1223 | 2.1647 | 2.208
|  |  | ISD Index | 0 | 1 | 0 | 0 | 0 | 0 | 0 | 0 | 0 | 0 | 0 | 0 | 0 | 0 | 0 | 0 | 0 | 0 | 0 | 0 | 0 | 0 | 0 | 0 | 0 | 0 | 0 | 0 | 0 | 0 | 0 | 0 | 0 | 0 | 0 | 0 | 0 | 0 | 0 | 0 | 0
| O&M Calculated based on Percentage of Rate Base (Nom$) |  |  | (yes or no) 2013 1: Yes; (yes or no) 2014 2: (yes or no)
If non-linear O&M is required, manually input the data into the Manual Input table.
O & M based on a percentage of capital cost at ISD, escalated thereafter.
|  |  |  | 2012 | 2013 | 2014 | 2015 | 2016 | 2017 | 2018 | 2019 | 2020 | 2021 | 2022 | 2023 | 2024 | 2025 | 2026 | 2027 | 2028 | 2029 | 2030 | 2031 | 2032 | 2033 | 2034 | 2035 | 2036 | 2037 | 2038 | 2039 | 2040 | 2041 | 2042 | 2043 | 2044 | 2045 | 2046 | 2047 | 2048 | 2049 | 2050 | 2051 | 2052
|  |  | O&M Rates | 0 | 1 | 2 | 3 | 4 | 5 | 6 | 7 | 8 | 9 | 10 | 11 | 12 | 13 | 14 | 15 | 16 | 17 | 18 | 19 | 20 | 21 | 22 | 23 | 24 | 25 | 26 | 27 | 28 | 29 | 30 | 31 | 32 | 33 | 34 | 35 | 36 | 37 | 38 | 39 | 40
| Transmission Rate = |  | 0% | 0 | 0 | 0 | 0 | 0 | 0 | 0 | 0 | 0 | 0 | 0 | 0 | 0 | 0 | 0 | 0 | 0 | 0 | 0 | 0 | 0 | 0 | 0 | 0 | 0 | 0 | 0 | 0 | 0 | 0 | 0 | 0 | 0 | 0 | 0 | 0 | 0 | 0 | 0 | 0 | 0
| Distribution Rate = |  | 0% | 0 | 0 | 0 | 0 | 0 | 0 | 0 | 0 | 0 | 0 | 0 | 0 | 0 | 0 | 0 | 0 | 0 | 0 | 0 | 0 | 0 | 0 | 0 | 0 | 0 | 0 | 0 | 0 | 0 | 0 | 0 | 0 | 0 | 0 | 0 | 0 | 0 | 0 | 0 | 0 | 0
| Distribution Communications Rate = |  | 0% | 0 | 0 | 0 | 0 | 0 | 0 | 0 | 0 | 0 | 0 | 0 | 0 | 0 | 0 | 0 | 0 | 0 | 0 | 0 | 0 | 0 | 0 | 0 | 0 | 0 | 0 | 0 | 0 | 0 | 0 | 0 | 0 | 0 | 0 | 0 | 0 | 0 | 0 | 0 | 0 | 0
| Transmission Communications Rate = |  | 0% | 0 | 0 | 0 | 0 | 0 | 0 | 0 | 0 | 0 | 0 | 0 | 0 | 0 | 0 | 0 | 0 | 0 | 0 | 0 | 0 | 0 | 0 | 0 | 0 | 0 | 0 | 0 | 0 | 0 | 0 | 0 | 0 | 0 | 0 | 0 | 0 | 0 | 0 | 0 | 0 | 0
| Distribution Other Rate = |  | 0% | 0 | 0 | 0 | 0 | 0 | 0 | 0 | 0 | 0 | 0 | 0 | 0 | 0 | 0 | 0 | 0 | 0 | 0 | 0 | 0 | 0 | 0 | 0 | 0 | 0 | 0 | 0 | 0 | 0 | 0 | 0 | 0 | 0 | 0 | 0 | 0 | 0 | 0 | 0 | 0 | 0
|  | Total |  | 0 | 0 | 0 | 0 | 0 | 0 | 0 | 0 | 0 | 0 | 0 | 0 | 0 | 0 | 0 | 0 | 0 | 0 | 0 | 0 | 0 | 0 | 0 | 0 | 0 | 0 | 0 | 0 | 0 | 0 | 0 | 0 | 0 | 0 | 0 | 0 | 0 | 0 | 0 | 0 | 0
O&M Manual Input (2012$)
|  |  |  | 0 | 1 | 2 | 3 | 4 | 5 | 6 | 7 | 8 | 9 | 10 | 11 | 12 | 13 | 14 | 15 | 16 | 17 | 18 | 19 | 20 | 21 | 22 | 23 | 24 | 25 | 26 | 27 | 28 | 29 | 30 | 31 | 32 | 33 | 34 | 35 | 36 | 37 | 38 | 39 | 40
|  | Transmission O&M |  | 0 | 0 | 0 | 0 | 0 | 0 | 0 | 0 | 0 | 0 | 0 | 0 | 0 | 0 | 0 | 0 | 0 | 0 | 0 | 0 | 0 | 0 | 0 | 0 | 0 | 0 | 0 | 0 | 0 | 0 | 0 | 0 | 0 | 0 | 0 | 0 | 0 | 0 | 0 | 0 | 0
|  | Distribution O&M |  | 0 | 0 | 0 | 0 | 0 | 0 | 0 | 0 | 0 | 0 | 0 | 0 | 0 | 0 | 0 | 0 | 0 | 0 | 0 | 0 | 0 | 0 | 0 | 0 | 0 | 0 | 0 | 0 | 0 | 0 | 0 | 0 | 0 | 0 | 0 | 0 | 0 | 0 | 0 | 0 | 0
|  | Distribution Communications O&M |  | 0 | 0 | 0 | 0 | 0 | 0 | 0 | 0 | 0 | 0 | 0 | 0 | 0 | 0 | 0 | 0 | 0 | 0 | 0 | 0 | 0 | 0 | 0 | 0 | 0 | 0 | 0 | 0 | 0 | 0 | 0 | 0 | 0 | 0 | 0 | 0 | 0 | 0 | 0 | 0 | 0
|  | Transmission Communications O&M |  | 0 | 0 | 0 | 0 | 0 | 0 | 0 | 0 | 0 | 0 | 0 | 0 | 0 | 0 | 0 | 0 | 0 | 0 | 0 | 0 | 0 | 0 | 0 | 0 | 0 | 0 | 0 | 0 | 0 | 0 | 0 | 0 | 0 | 0 | 0 | 0 | 0 | 0 | 0 | 0 | 0
|  | Distribution Other O&M |  | 0 | 0 | 0 | 0 | 0 | 0 | 0 | 0 | 0 | 0 | 0 | 0 | 0 | 0 | 0 | 0 | 0 | 0 | 0 | 0 | 0 | 0 | 0 | 0 | 0 | 0 | 0 | 0 | 0 | 0 | 0 | 0 | 0 | 0 | 0 | 0 | 0 | 0 | 0 | 0 | 0
|  |  |  | 0 | 0 | 0 | 0 | 0 | 0 | 0 | 0 | 0 | 0 | 0 | 0 | 0 | 0 | 0 | 0 | 0 | 0 | 0 | 0 | 0 | 0 | 0 | 0 | 0 | 0 | 0 | 0 | 0 | 0 | 0 | 0 | 0 | 0 | 0 | 0 | 0 | 0 | 0 | 0 | 0
Escalated Manually Input O&M (Nom$)
|  |  |  | 0 | 1 | 2 | 3 | 4 | 5 | 6 | 7 | 8 | 9 | 10 | 11 | 12 | 13 | 14 | 15 | 16 | 17 | 18 | 19 | 20 | 21 | 22 | 23 | 24 | 25 | 26 | 27 | 28 | 29 | 30 | 31 | 32 | 33 | 34 | 35 | 36 | 37 | 38 | 39 | 40
|  | Transmission O&M |  | 0 | 0 | 0 | 0 | 0 | 0 | 0 | 0 | 0 | 0 | 0 | 0 | 0 | 0 | 0 | 0 | 0 | 0 | 0 | 0 | 0 | 0 | 0 | 0 | 0 | 0 | 0 | 0 | 0 | 0 | 0 | 0 | 0 | 0 | 0 | 0 | 0 | 0 | 0 | 0 | 0
|  | Distribution O&M |  | 0 | 0 | 0 | 0 | 0 | 0 | 0 | 0 | 0 | 0 | 0 | 0 | 0 | 0 | 0 | 0 | 0 | 0 | 0 | 0 | 0 | 0 | 0 | 0 | 0 | 0 | 0 | 0 | 0 | 0 | 0 | 0 | 0 | 0 | 0 | 0 | 0 | 0 | 0 | 0 | 0
|  | Distribution Communications O&M |  | 0 | 0 | 0 | 0 | 0 | 0 | 0 | 0 | 0 | 0 | 0 | 0 | 0 | 0 | 0 | 0 | 0 | 0 | 0 | 0 | 0 | 0 | 0 | 0 | 0 | 0 | 0 | 0 | 0 | 0 | 0 | 0 | 0 | 0 | 0 | 0 | 0 | 0 | 0 | 0 | 0
|  | Transmission Communications O&M |  | 0 | 0 | 0 | 0 | 0 | 0 | 0 | 0 | 0 | 0 | 0 | 0 | 0 | 0 | 0 | 0 | 0 | 0 | 0 | 0 | 0 | 0 | 0 | 0 | 0 | 0 | 0 | 0 | 0 | 0 | 0 | 0 | 0 | 0 | 0 | 0 | 0 | 0 | 0 | 0 | 0
|  | Distribution Other O&M |  | 0 | 0 | 0 | 0 | 0 | 0 | 0 | 0 | 0 | 0 | 0 | 0 | 0 | 0 | 0 | 0 | 0 | 0 | 0 | 0 | 0 | 0 | 0 | 0 | 0 | 0 | 0 | 0 | 0 | 0 | 0 | 0 | 0 | 0 | 0 | 0 | 0 | 0 | 0 | 0 | 0
|  |  |  | 0 | 0 | 0 | 0 | 0 | 0 | 0 | 0 | 0 | 0 | 0 | 0 | 0 | 0 | 0 | 0 | 0 | 0 | 0 | 0 | 0 | 0 | 0 | 0 | 0 | 0 | 0 | 0 | 0 | 0 | 0 | 0 | 0 | 0 | 0 | 0 | 0 | 0 | 0 | 0 | 0
Source:
8 | Incremental Annual Operation and Maintenance Savings:
Manually input the continuous O&M savings. The savings will appear at the ISD and will automatically extrapolate thereafter.
If there are non-continuous savings, manually input the amounts in the corresponding years as negative numbers in the above Section #7.
[5 empty] | Savings in |  |  | Escalated
[5 empty] | 2012 Dollars | (Enter negative numbers) |  | Savings in ISD Year (2013)
|  |  | Transmission | 1: 0; 4: 0
|  |  | Distribution | 1: 0; 4: 0
|  |  | Distribution Communications | 1: 0; 4: 0
|  |  | Transmission Communications | 1: 0; 4: 0
|  |  | Distribution Other | 1: 0; 4: 0
[5 empty] | 0 |  |  | 0
|  |  | Source: | 1: Savings will be escalated after year 1
9 | Load and Assumptions:
If additional load is required in subsequent years, manually input the data in corresponding years. This is for information only.
[6 empty] | Distribution | Transmission
| Current Peak Load: |  | 0 | 0: Load Factor:; 2: 80%; 3: 83%
| Load Growth Forecast: |  | 0% | 0: Loss Factor:; 2: 65.27%; 3: 70.03%
|  |  |  | Growth Loss Factor: |  | 0% | 0%
Source: Bruce Ramsay, Load Research
|  |  |  | 0 | 1 | 2 | 3 | 4 | 5 | 6 | 7 | 8 | 9 | 10 | 11 | 12 | 13 | 14 | 15 | 16 | 17 | 18 | 19 | 20 | 21 | 22 | 23 | 24 | 25 | 26 | 27 | 28 | 29 | 30 | 31 | 32 | 33 | 34 | 35 | 36 | 37 | 38 | 39 | 40
|  |  |  | 2012 | 2013 | 2014 | 2015 | 2016 | 2017 | 2018 | 2019 | 2020 | 2021 | 2022 | 2023 | 2024 | 2025 | 2026 | 2027 | 2028 | 2029 | 2030 | 2031 | 2032 | 2033 | 2034 | 2035 | 2036 | 2037 | 2038 | 2039 | 2040 | 2041 | 2042 | 2043 | 2044 | 2045 | 2046 | 2047 | 2048 | 2049 | 2050 | 2051 | 2052
|  |  | Peak Load: | 0 | 0 | 0 | 0 | 0 | 0 | 0 | 0 | 0 | 0 | 0 | 0 | 0 | 0 | 0 | 0 | 0 | 0 | 0 | 0 | 0 | 0 | 0 | 0 | 0 | 0 | 0 | 0 | 0 | 0 | 0 | 0 | 0 | 0 | 0 | 0 | 0 | 0 | 0 | 0 | 0
|  |  | Manual Load Input: | 0 | 0 | 0 | 0 | 0 | 0 | 0 | 0 | 0 | 0 | 0 | 0 | 0 | 0 | 0 | 0 | 0 | 0 | 0 | 0 | 0 | 0 | 0 | 0 | 0 | 0 | 0 | 0 | 0 | 0 | 0 | 0 | 0 | 0 | 0 | 0 | 0 | 0 | 0 | 0 | 0
|  |  | TOTAL Load: | 0 | 0 | 0 | 0 | 0 | 0 | 0 | 0 | 0 | 0 | 0 | 0 | 0 | 0 | 0 | 0 | 0 | 0 | 0 | 0 | 0 | 0 | 0 | 0 | 0 | 0 | 0 | 0 | 0 | 0 | 0 | 0 | 0 | 0 | 0 | 0 | 0 | 0 | 0 | 0 | 0
Source:
10 | Distribution Peak Line Losses:
(yes or no)
|  | Distribution Losses @ ISD: | 0 | Source: Bruce Ramsay, Load Research 0 2012: Future losses based on Growth Loss Factor; Source: Bruce Ramsay, Load Research 3 2015: Yes; Source: Bruce Ramsay, Load Research 4 2016: (if no, manually input the Losses in the corresponding year)
|  |  |  | 0 | 1 | 2 | 3 | 4 | 5 | 6 | 7 | 8 | 9 | 10 | 11 | 12 | 13 | 14 | 15 | 16 | 17 | 18 | 19 | 20 | 21 | 22 | 23 | 24 | 25 | 26 | 27 | 28 | 29 | 30 | 31 | 32 | 33 | 34 | 35 | 36 | 37 | 38 | 39 | 40
|  |  |  | 2012 | 2013 | 2014 | 2015 | 2016 | 2017 | 2018 | 2019 | 2020 | 2021 | 2022 | 2023 | 2024 | 2025 | 2026 | 2027 | 2028 | 2029 | 2030 | 2031 | 2032 | 2033 | 2034 | 2035 | 2036 | 2037 | 2038 | 2039 | 2040 | 2041 | 2042 | 2043 | 2044 | 2045 | 2046 | 2047 | 2048 | 2049 | 2050 | 2051 | 2052
|  |  | Distribution Peak Losses: | 0 | 0 | 0 | 0 | 0 | 0 | 0 | 0 | 0 | 0 | 0 | 0 | 0 | 0 | 0 | 0 | 0 | 0 | 0 | 0 | 0 | 0 | 0 | 0 | 0 | 0 | 0 | 0 | 0 | 0 | 0 | 0 | 0 | 0 | 0 | 0 | 0 | 0 | 0 | 0 | 0
|  |  | Manual Loss Input: | 0 | 0 | 0 | 0 | 0 | 0 | 0 | 0 | 0 | 0 | 0 | 0 | 0 | 0 | 0 | 0 | 0 | 0 | 0 | 0 | 0 | 0 | 0 | 0 | 0 | 0 | 0 | 0 | 0 | 0 | 0 | 0 | 0 | 0 | 0 | 0 | 0 | 0 | 0 | 0 | 0
|  |  | TOTAL: | 0 | 0 | 0 | 0 | 0 | 0 | 0 | 0 | 0 | 0 | 0 | 0 | 0 | 0 | 0 | 0 | 0 | 0 | 0 | 0 | 0 | 0 | 0 | 0 | 0 | 0 | 0 | 0 | 0 | 0 | 0 | 0 | 0 | 0 | 0 | 0 | 0 | 0 | 0 | 0 | 0
Source:
11 | Transmission Peak Line Losses:
(yes or no)
|  | Transmission Losses @ ISD: | 0 | Future losses based on Growth Loss Factor 0 2012: Future losses based on Growth Loss Factor; Yes 3 2015: Yes; (if no, manually input the Losses in the corresponding year) 4 2016: (if no, manually input the Losses in the corresponding year)
|  |  |  | 0 | 1 | 2 | 3 | 4 | 5 | 6 | 7 | 8 | 9 | 10 | 11 | 12 | 13 | 14 | 15 | 16 | 17 | 18 | 19 | 20 | 21 | 22 | 23 | 24 | 25 | 26 | 27 | 28 | 29 | 30 | 31 | 32 | 33 | 34 | 35 | 36 | 37 | 38 | 39 | 40
|  |  |  | 2012 | 2013 | 2014 | 2015 | 2016 | 2017 | 2018 | 2019 | 2020 | 2021 | 2022 | 2023 | 2024 | 2025 | 2026 | 2027 | 2028 | 2029 | 2030 | 2031 | 2032 | 2033 | 2034 | 2035 | 2036 | 2037 | 2038 | 2039 | 2040 | 2041 | 2042 | 2043 | 2044 | 2045 | 2046 | 2047 | 2048 | 2049 | 2050 | 2051 | 2052
|  |  | Transmission Peak Losses: | 0 | 0 | 0 | 0 | 0 | 0 | 0 | 0 | 0 | 0 | 0 | 0 | 0 | 0 | 0 | 0 | 0 | 0 | 0 | 0 | 0 | 0 | 0 | 0 | 0 | 0 | 0 | 0 | 0 | 0 | 0 | 0 | 0 | 0 | 0 | 0 | 0 | 0 | 0 | 0 | 0
|  |  | Manual Input: | 0 | 0 | 0 | 0 | 0 | 0 | 0 | 0 | 0 | 0 | 0 | 0 | 0 | 0 | 0 | 0 | 0 | 0 | 0 | 0 | 0 | 0 | 0 | 0 | 0 | 0 | 0 | 0 | 0 | 0 | 0 | 0 | 0 | 0 | 0 | 0 | 0 | 0 | 0 | 0 | 0
|  |  | TOTAL: | 0 | 0 | 0 | 0 | 0 | 0 | 0 | 0 | 0 | 0 | 0 | 0 | 0 | 0 | 0 | 0 | 0 | 0 | 0 | 0 | 0 | 0 | 0 | 0 | 0 | 0 | 0 | 0 | 0 | 0 | 0 | 0 | 0 | 0 | 0 | 0 | 0 | 0 | 0 | 0 | 0
Source:
12 | Cost of Energy: |  | 2012 | Future losses based on Growth Loss Factor 0 2012: 2013; Future losses based on Growth Loss Factor 1 2013: 2014; Future losses based on Growth Loss Factor 2 2014: 2015; Yes 3 2015: 2016; (if no, manually input the Losses in the corresponding year) 4 2016: Escalation therafter
| Power Pool Energy Price ($/MWh) |  | 70.875 | Future losses based on Growth Loss Factor 0 2012: 51.5; Future losses based on Growth Loss Factor 1 2013: 47.5; Future losses based on Growth Loss Factor 2 2014: 51; Yes 3 2015: 54.5; (if no, manually input the Losses in the corresponding year) 4 2016: 2%
| Source: | Chase Energy Report dated May 2, 2013
13 | Distribution Line Loss Calculation:
(Peak Losses x (LF)^1.912 x 8,760 x Price)
|  |  |  | 2012 | 2013 | 2014 | 2015 | 2016 | 2017 | 2018 | 2019 | 2020 | 2021 | 2022 | 2023 | 2024 | 2025 | 2026 | 2027 | 2028 | 2029 | 2030 | 2031 | 2032 | 2033 | 2034 | 2035 | 2036 | 2037 | 2038 | 2039 | 2040 | 2041 | 2042 | 2043 | 2044 | 2045 | 2046 | 2047 | 2048 | 2049 | 2050 | 2051 | 2052
|  |  |  | 0 | 1 | 2 | 3 | 4 | 5 | 6 | 7 | 8 | 9 | 10 | 11 | 12 | 13 | 14 | 15 | 16 | 17 | 18 | 19 | 20 | 21 | 22 | 23 | 24 | 25 | 26 | 27 | 28 | 29 | 30 | 31 | 32 | 33 | 34 | 35 | 36 | 37 | 38 | 39 | 40
|  | Line Losses (kW.h) |  | 0 | 0 | 0 | 0 | 0 | 0 | 0 | 0 | 0 | 0 | 0 | 0 | 0 | 0 | 0 | 0 | 0 | 0 | 0 | 0 | 0 | 0 | 0 | 0 | 0 | 0 | 0 | 0 | 0 | 0 | 0 | 0 | 0 | 0 | 0 | 0 | 0 | 0 | 0 | 0 | 0
|  | Cost of Energy (Nom$/kWh) |  | 0.070875 | 0.0515 | 0.0475 | 0.051 | 0.0545 | 0.05559 | 0.056702 | 0.057836 | 0.058993 | 0.060172 | 0.061376 | 0.062603 | 0.063855 | 0.065133 | 0.066435 | 0.067764 | 0.069119 | 0.070502 | 0.071912 | 0.07335 | 0.074817 | 0.076313 | 0.077839 | 0.079396 | 0.080984 | 0.082604 | 0.084256 | 0.085941 | 0.08766 | 0.089413 | 0.091201 | 0.093025 | 0.094886 | 0.096784 | 0.098719 | 0.10069 | 0.10271 | 0.10476 | 0.10686 | 0.10899 | 0.11117
|  | Line Loss Value (Nom$) |  | 0 | 0 | 0 | 0 | 0 | 0 | 0 | 0 | 0 | 0 | 0 | 0 | 0 | 0 | 0 | 0 | 0 | 0 | 0 | 0 | 0 | 0 | 0 | 0 | 0 | 0 | 0 | 0 | 0 | 0 | 0 | 0 | 0 | 0 | 0 | 0 | 0 | 0 | 0 | 0 | 0
14 | Transmission Line Loss Calculation:
(Peak Losses x (LF)^1.912 x 8,760 x Price)
|  |  |  | 2012 | 2013 | 2014 | 2015 | 2016 | 2017 | 2018 | 2019 | 2020 | 2021 | 2022 | 2023 | 2024 | 2025 | 2026 | 2027 | 2028 | 2029 | 2030 | 2031 | 2032 | 2033 | 2034 | 2035 | 2036 | 2037 | 2038 | 2039 | 2040 | 2041 | 2042 | 2043 | 2044 | 2045 | 2046 | 2047 | 2048 | 2049 | 2050 | 2051 | 2052
|  |  |  | 0 | 1 | 2 | 3 | 4 | 5 | 6 | 7 | 8 | 9 | 10 | 11 | 12 | 13 | 14 | 15 | 16 | 17 | 18 | 19 | 20 | 21 | 22 | 23 | 24 | 25 | 26 | 27 | 28 | 29 | 30 | 31 | 32 | 33 | 34 | 35 | 36 | 37 | 38 | 39 | 40
|  | Line Losses (kW.h) |  | 0 | 0 | 0 | 0 | 0 | 0 | 0 | 0 | 0 | 0 | 0 | 0 | 0 | 0 | 0 | 0 | 0 | 0 | 0 | 0 | 0 | 0 | 0 | 0 | 0 | 0 | 0 | 0 | 0 | 0 | 0 | 0 | 0 | 0 | 0 | 0 | 0 | 0 | 0 | 0 | 0
|  | Cost of Energy (Nom$/kWh) |  | 0.070875 | 0.0515 | 0.0475 | 0.051 | 0.0545 | 0.05559 | 0.056702 | 0.057836 | 0.058993 | 0.060172 | 0.061376 | 0.062603 | 0.063855 | 0.065133 | 0.066435 | 0.067764 | 0.069119 | 0.070502 | 0.071912 | 0.07335 | 0.074817 | 0.076313 | 0.077839 | 0.079396 | 0.080984 | 0.082604 | 0.084256 | 0.085941 | 0.08766 | 0.089413 | 0.091201 | 0.093025 | 0.094886 | 0.096784 | 0.098719 | 0.10069 | 0.10271 | 0.10476 | 0.10686 | 0.10899 | 0.11117
|  | Line Loss Value (Nom$) |  | 0 | 0 | 0 | 0 | 0 | 0 | 0 | 0 | 0 | 0 | 0 | 0 | 0 | 0 | 0 | 0 | 0 | 0 | 0 | 0 | 0 | 0 | 0 | 0 | 0 | 0 | 0 | 0 | 0 | 0 | 0 | 0 | 0 | 0 | 0 | 0 | 0 | 0 | 0 | 0 | 0
15 | Insurance and Property Tax: |  |  | 2013 1: Include Ins. & Prop. Tax:; 2014 2: Yes; 2015 3: (yes or no)
Insurance and property tax is a percentage of property in service on an annual basis.
|  |  |  | Property Tax | Insurance
| Transmission |  |  | 2012 0: 0.914%; 2013 1: 0.127%
| Distribution |  |  | 2012 0: 0.235%; 2013 1: 0.082%
| Communication |  |  | 2012 0: 0.966%; 2013 1: 0.116%
| Distribution Other |  |  | 2012 0: 0.076%; 2013 1: 0.078%
|  |  |  | 2012 | 2013 | 2014 | 2015 | 2016 | 2017 | 2018 | 2019 | 2020 | 2021 | 2022 | 2023 | 2024 | 2025 | 2026 | 2027 | 2028 | 2029 | 2030 | 2031 | 2032 | 2033 | 2034 | 2035 | 2036 | 2037 | 2038 | 2039 | 2040 | 2041 | 2042 | 2043 | 2044 | 2045 | 2046 | 2047 | 2048 | 2049 | 2050 | 2051 | 2052
|  | Year: |  | 0 | 1 | 2 | 3 | 4 | 5 | 6 | 7 | 8 | 9 | 10 | 11 | 12 | 13 | 14 | 15 | 16 | 17 | 18 | 19 | 20 | 21 | 22 | 23 | 24 | 25 | 26 | 27 | 28 | 29 | 30 | 31 | 32 | 33 | 34 | 35 | 36 | 37 | 38 | 39 | 40
|  | Transmission |  | 0 | 0 | 0 | 0 | 0 | 0 | 0 | 0 | 0 | 0 | 0 | 0 | 0 | 0 | 0 | 0 | 0 | 0 | 0 | 0 | 0 | 0 | 0 | 0 | 0 | 0 | 0 | 0 | 0 | 0 | 0 | 0 | 0 | 0 | 0 | 0 | 0 | 0 | 0 | 0 | 0
|  | Distribution |  | 0 | 0 | 0 | 0 | 0 | 0 | 0 | 0 | 0 | 0 | 0 | 0 | 0 | 0 | 0 | 0 | 0 | 0 | 0 | 0 | 0 | 0 | 0 | 0 | 0 | 0 | 0 | 0 | 0 | 0 | 0 | 0 | 0 | 0 | 0 | 0 | 0 | 0 | 0 | 0 | 0
|  | Distribution Communications |  | 0 | 0 | 0 | 0 | 0 | 0 | 0 | 0 | 0 | 0 | 0 | 0 | 0 | 0 | 0 | 0 | 0 | 0 | 0 | 0 | 0 | 0 | 0 | 0 | 0 | 0 | 0 | 0 | 0 | 0 | 0 | 0 | 0 | 0 | 0 | 0 | 0 | 0 | 0 | 0 | 0
|  | Transmission Communications |  | 0 | 0 | 0 | 0 | 0 | 0 | 0 | 0 | 0 | 0 | 0 | 0 | 0 | 0 | 0 | 0 | 0 | 0 | 0 | 0 | 0 | 0 | 0 | 0 | 0 | 0 | 0 | 0 | 0 | 0 | 0 | 0 | 0 | 0 | 0 | 0 | 0 | 0 | 0 | 0 | 0
|  | Distribution Other |  | 0 | 0 | 0 | 0 | 0 | 0 | 0 | 0 | 0 | 0 | 0 | 0 | 0 | 0 | 0 | 0 | 0 | 0 | 0 | 0 | 0 | 0 | 0 | 0 | 0 | 0 | 0 | 0 | 0 | 0 | 0 | 0 | 0 | 0 | 0 | 0 | 0 | 0 | 0 | 0 | 0
|  | Total |  | 0 | 0 | 0 | 0 | 0 | 0 | 0 | 0 | 0 | 0 | 0 | 0 | 0 | 0 | 0 | 0 | 0 | 0 | 0 | 0 | 0 | 0 | 0 | 0 | 0 | 0 | 0 | 0 | 0 | 0 | 0 | 0 | 0 | 0 | 0 | 0 | 0 | 0 | 0 | 0 | 0
Source: D. Freedman, Regulation & Business Plans
16 | Salvage and Early Retirement:
In the event some equipment must be retired early, the NBV will be treated as an increase to accumulated depreciation, hence an increase to project costs.
Salvage costs are included in the depreciation expense.
Re-deployed assets have no effect in this analysis. (Manual input)
|  |  |  | 2012 | 2013 | 2014 | 2015 | 2016 | 2017 | 2018 | 2019 | 2020 | 2021 | 2022 | 2023 | 2024 | 2025 | 2026 | 2027 | 2028 | 2029 | 2030 | 2031 | 2032 | 2033 | 2034 | 2035 | 2036 | 2037 | 2038 | 2039 | 2040 | 2041 | 2042 | 2043 | 2044 | 2045 | 2046 | 2047 | 2048 | 2049 | 2050 | 2051 | 2052
|  | Year: |  | 0 | 1 | 2 | 3 | 4 | 5 | 6 | 7 | 8 | 9 | 10 | 11 | 12 | 13 | 14 | 15 | 16 | 17 | 18 | 19 | 20 | 21 | 22 | 23 | 24 | 25 | 26 | 27 | 28 | 29 | 30 | 31 | 32 | 33 | 34 | 35 | 36 | 37 | 38 | 39 | 40
|  | Transmission NBV |  | 0 | 0 | 0 | 0 | 0 | 0 | 0 | 0 | 0 | 0 | 0 | 0 | 0 | 0 | 0 | 0 | 0 | 0 | 0 | 0 | 0 | 0 | 0 | 0 | 0 | 0 | 0 | 0 | 0 | 0 | 0 | 0 | 0 | 0 | 0 | 0 | 0 | 0 | 0 | 0 | 0
|  | Distribution NBV |  | 0 | 0 | 0 | 0 | 0 | 0 | 0 | 0 | 0 | 0 | 0 | 0 | 0 | 0 | 0 | 0 | 0 | 0 | 0 | 0 | 0 | 0 | 0 | 0 | 0 | 0 | 0 | 0 | 0 | 0 | 0 | 0 | 0 | 0 | 0 | 0 | 0 | 0 | 0 | 0 | 0
|  | Distribution Communications NBV |  | 0 | 0 | 0 | 0 | 0 | 0 | 0 | 0 | 0 | 0 | 0 | 0 | 0 | 0 | 0 | 0 | 0 | 0 | 0 | 0 | 0 | 0 | 0 | 0 | 0 | 0 | 0 | 0 | 0 | 0 | 0 | 0 | 0 | 0 | 0 | 0 | 0 | 0 | 0 | 0 | 0
|  | Transmission Communications NBV |  | 0 | 0 | 0 | 0 | 0 | 0 | 0 | 0 | 0 | 0 | 0 | 0 | 0 | 0 | 0 | 0 | 0 | 0 | 0 | 0 | 0 | 0 | 0 | 0 | 0 | 0 | 0 | 0 | 0 | 0 | 0 | 0 | 0 | 0 | 0 | 0 | 0 | 0 | 0 | 0 | 0
|  | Distribution Other NBV |  | 0 | 0 | 0 | 0 | 0 | 0 | 0 | 0 | 0 | 0 | 0 | 0 | 0 | 0 | 0 | 0 | 0 | 0 | 0 | 0 | 0 | 0 | 0 | 0 | 0 | 0 | 0 | 0 | 0 | 0 | 0 | 0 | 0 | 0 | 0 | 0 | 0 | 0 | 0 | 0 | 0
|  | Total |  | 0 | 0 | 0 | 0 | 0 | 0 | 0 | 0 | 0 | 0 | 0 | 0 | 0 | 0 | 0 | 0 | 0 | 0 | 0 | 0 | 0 | 0 | 0 | 0 | 0 | 0 | 0 | 0 | 0 | 0 | 0 | 0 | 0 | 0 | 0 | 0 | 0 | 0 | 0 | 0 | 0
Source:

## DIST5 (hidden)
Alternative 4 Name
Alternative 4 Description
Distribution Cost Impact
Base Year Is: | 2012
# Years of Revenue: | 20
Years of Costs: | r | <== "R" for same as Revenues, "L" for asset Life
Prepared By:
REVENUE CALCULATION: | c | <== "S" for Standard $/kw, "C" for Calculated amount.
| 2012 | 2013 | 2014 | 2015 | 2016 | 2017 | 2018 | 2019 | 2020 | 2021 | 2022 | 2023 | 2024 | 2025 | 2026 | 2027 | 2028 | 2029 | 2030 | 2031 | 2032 | 2033 | 2034 | 2035 | 2036 | 2037 | 2038 | 2039 | 2040 | 2041 | 2042 | 2043 | 2044 | 2045 | 2046 | 2047 | 2048 | 2049 | 2050 | 2051 | 2052
Descriptions (8) Below: | 0 | 1 | 2 | 3 | 4 | 5 | 6 | 7 | 8 | 9 | 10 | 11 | 12 | 13 | 14 | 15 | 16 | 17 | 18 | 19 | 20 | 21 | 22 | 23 | 24 | 25 | 26 | 27 | 28 | 29 | 30 | 31 | 32 | 33 | 34 | 35 | 36 | 37 | 38 | 39 | 40
These field are not required
Total Revenue: | 0 | 0 | 0 | 0 | 0 | 0 | 0 | 0 | 0 | 0 | 0 | 0 | 0 | 0 | 0 | 0 | 0 | 0 | 0 | 0 | 0 | 0 | 0 | 0 | 0 | 0 | 0 | 0 | 0 | 0 | 0 | 0 | 0 | 0 | 0 | 0 | 0 | 0 | 0 | 0 | 0
CAPITAL EXPENDITURES (mid-year): | 2012 | 2013 | 2014 | 2015 | 2016 | 2017 | 2018 | 2019 | 2020 | 2021 | 2022 | 2023 | 2024 | 2025 | 2026 | 2027 | 2028 | 2029 | 2030 | 2031 | 2032 | 2033 | 2034 | 2035 | 2036 | 2037 | 2038 | 2039 | 2040 | 2041 | 2042 | 2043 | 2044 | 2045 | 2046 | 2047 | 2048 | 2049 | 2050 | 2051 | 2052
Descriptions (8) Below: | 0 | 1 | 2 | 3 | 4 | 5 | 6 | 7 | 8 | 9 | 10 | 11 | 12 | 13 | 14 | 15 | 16 | 17 | 18 | 19 | 20 | 21 | 22 | 23 | 24 | 25 | 26 | 27 | 28 | 29 | 30 | 31 | 32 | 33 | 34 | 35 | 36 | 37 | 38 | 39 | 40
1) | 0 | 0 | 0 | 0 | 0 | 0 | 0 | 0 | 0 | 0 | 0 | 0 | 0 | 0 | 0 | 0 | 0 | 0 | 0 | 0 | 0 | 0 | 0 | 0 | 0 | 0 | 0 | 0 | 0 | 0 | 0 | 0 | 0 | 0 | 0 | 0 | 0 | 0 | 0 | 0 | 0
2) | 0 | 0 | 0 | 0 | 0 | 0 | 0 | 0 | 0 | 0 | 0 | 0 | 0 | 0 | 0 | 0 | 0 | 0 | 0 | 0 | 0 | 0 | 0 | 0 | 0 | 0 | 0 | 0 | 0 | 0 | 0 | 0 | 0 | 0 | 0 | 0 | 0 | 0 | 0 | 0 | 0
3) Distribution | 0 | 0 | 0 | 0 | 0 | 0 | 0 | 0 | 0 | 0 | 0 | 0 | 0 | 0 | 0 | 0 | 0 | 0 | 0 | 0 | 0 | 0 | 0 | 0 | 0 | 0 | 0 | 0 | 0 | 0 | 0 | 0 | 0 | 0 | 0 | 0 | 0 | 0 | 0 | 0 | 0
4) | 0 | 0 | 0 | 0 | 0 | 0 | 0 | 0 | 0 | 0 | 0 | 0 | 0 | 0 | 0 | 0 | 0 | 0 | 0 | 0 | 0 | 0 | 0 | 0 | 0 | 0 | 0 | 0 | 0 | 0 | 0 | 0 | 0 | 0 | 0 | 0 | 0 | 0 | 0 | 0 | 0
5) Distribution Communication | 0 | 0 | 0 | 0 | 0 | 0 | 0 | 0 | 0 | 0 | 0 | 0 | 0 | 0 | 0 | 0 | 0 | 0 | 0 | 0 | 0 | 0 | 0 | 0 | 0 | 0 | 0 | 0 | 0 | 0 | 0 | 0 | 0 | 0 | 0 | 0 | 0 | 0 | 0 | 0 | 0
6) | 0 | 0 | 0 | 0 | 0 | 0 | 0 | 0 | 0 | 0 | 0 | 0 | 0 | 0 | 0 | 0 | 0 | 0 | 0 | 0 | 0 | 0 | 0 | 0 | 0 | 0 | 0 | 0 | 0 | 0 | 0 | 0 | 0 | 0 | 0 | 0 | 0 | 0 | 0 | 0 | 0
7) Distribution Other | 0 | 0 | 0 | 0 | 0 | 0 | 0 | 0 | 0 | 0 | 0 | 0 | 0 | 0 | 0 | 0 | 0 | 0 | 0 | 0 | 0 | 0 | 0 | 0 | 0 | 0 | 0 | 0 | 0 | 0 | 0 | 0 | 0 | 0 | 0 | 0 | 0 | 0 | 0 | 0 | 0
8) | 0 | 0 | 0 | 0 | 0 | 0 | 0 | 0 | 0 | 0 | 0 | 0 | 0 | 0 | 0 | 0 | 0 | 0 | 0 | 0 | 0 | 0 | 0 | 0 | 0 | 0 | 0 | 0 | 0 | 0 | 0 | 0 | 0 | 0 | 0 | 0 | 0 | 0 | 0 | 0 | 0
Total | 0 | 0 | 0 | 0 | 0 | 0 | 0 | 0 | 0 | 0 | 0 | 0 | 0 | 0 | 0 | 0 | 0 | 0 | 0 | 0 | 0 | 0 | 0 | 0 | 0 | 0 | 0 | 0 | 0 | 0 | 0 | 0 | 0 | 0 | 0 | 0 | 0 | 0 | 0 | 0 | 0
O&M EXPENDITURES: | 2012 | 2013 | 2014 | 2015 | 2016 | 2017 | 2018 | 2019 | 2020 | 2021 | 2022 | 2023 | 2024 | 2025 | 2026 | 2027 | 2028 | 2029 | 2030 | 2031 | 2032 | 2033 | 2034 | 2035 | 2036 | 2037 | 2038 | 2039 | 2040 | 2041 | 2042 | 2043 | 2044 | 2045 | 2046 | 2047 | 2048 | 2049 | 2050 | 2051 | 2052
Descriptions (8) Below: | 0 | 1 | 2 | 3 | 4 | 5 | 6 | 7 | 8 | 9 | 10 | 11 | 12 | 13 | 14 | 15 | 16 | 17 | 18 | 19 | 20 | 21 | 22 | 23 | 24 | 25 | 26 | 27 | 28 | 29 | 30 | 31 | 32 | 33 | 34 | 35 | 36 | 37 | 38 | 39 | 40
1) Incremental O&M Costs | 0 | 0 | 0 | 0 | 0 | 0 | 0 | 0 | 0 | 0 | 0 | 0 | 0 | 0 | 0 | 0 | 0 | 0 | 0 | 0 | 0 | 0 | 0 | 0 | 0 | 0 | 0 | 0 | 0 | 0 | 0 | 0 | 0 | 0 | 0 | 0 | 0 | 0 | 0 | 0 | 0
2) Incremental O&M Savings | 0 | 0 | 0 | 0 | 0 | 0 | 0 | 0 | 0 | 0 | 0 | 0 | 0 | 0 | 0 | 0 | 0 | 0 | 0 | 0 | 0 | 0 | 0 | 0 | 0 | 0 | 0 | 0 | 0 | 0 | 0 | 0 | 0 | 0 | 0 | 0 | 0 | 0 | 0 | 0 | 0
3) Energy Losses | 0 | 0 | 0 | 0 | 0 | 0 | 0 | 0 | 0 | 0 | 0 | 0 | 0 | 0 | 0 | 0 | 0 | 0 | 0 | 0 | 0 | 0 | 0 | 0 | 0 | 0 | 0 | 0 | 0 | 0 | 0 | 0 | 0 | 0 | 0 | 0 | 0 | 0 | 0 | 0 | 0
4) Insurance & Property Tax | 0 | 0 | 0 | 0 | 0 | 0 | 0 | 0 | 0 | 0 | 0 | 0 | 0 | 0 | 0 | 0 | 0 | 0 | 0 | 0 | 0 | 0 | 0 | 0 | 0 | 0 | 0 | 0 | 0 | 0 | 0 | 0 | 0 | 0 | 0 | 0 | 0 | 0 | 0 | 0 | 0
5) Early Retirement | 0 | 0 | 0 | 0 | 0 | 0 | 0 | 0 | 0 | 0 | 0 | 0 | 0 | 0 | 0 | 0 | 0 | 0 | 0 | 0 | 0 | 0 | 0 | 0 | 0 | 0 | 0 | 0 | 0 | 0 | 0 | 0 | 0 | 0 | 0 | 0 | 0 | 0 | 0 | 0 | 0
6) | 0 | 0 | 0 | 0 | 0 | 0 | 0 | 0 | 0 | 0 | 0 | 0 | 0 | 0 | 0 | 0 | 0 | 0 | 0 | 0 | 0 | 0 | 0 | 0 | 0 | 0 | 0 | 0 | 0 | 0 | 0 | 0 | 0 | 0 | 0 | 0 | 0 | 0 | 0 | 0 | 0
7) | 0 | 0 | 0 | 0 | 0 | 0 | 0 | 0 | 0 | 0 | 0 | 0 | 0 | 0 | 0 | 0 | 0 | 0 | 0 | 0 | 0 | 0 | 0 | 0 | 0 | 0 | 0 | 0 | 0 | 0 | 0 | 0 | 0 | 0 | 0 | 0 | 0 | 0 | 0 | 0 | 0
8) | 0 | 0 | 0 | 0 | 0 | 0 | 0 | 0 | 0 | 0 | 0 | 0 | 0 | 0 | 0 | 0 | 0 | 0 | 0 | 0 | 0 | 0 | 0 | 0 | 0 | 0 | 0 | 0 | 0 | 0 | 0 | 0 | 0 | 0 | 0 | 0 | 0 | 0 | 0 | 0 | 0
Total | 0 | 0 | 0 | 0 | 0 | 0 | 0 | 0 | 0 | 0 | 0 | 0 | 0 | 0 | 0 | 0 | 0 | 0 | 0 | 0 | 0 | 0 | 0 | 0 | 0 | 0 | 0 | 0 | 0 | 0 | 0 | 0 | 0 | 0 | 0 | 0 | 0 | 0 | 0 | 0 | 0
DEPRECIATION RATES: |  |  | FINANCIAL DATA
1) |  |  |  | Return | Ratio | B.T. Cost | A.T. Cost
2) |  |  | Debt | 5.8% | 56% | 3.248% | 3.248%
3) Distribution | 5% |  | Preferred | 0% | 0% | 0% | 0%
4) |  |  | Common | 9.21% | 44% | 5.789% | 4.052%
5) Distribution Communication | 5% |  | TOTALS |  |  | 9.037% | 7.3%
6)
7) Distribution Other | 5%
8) |  |  |  | INCOME TAX: |  | 30%
WORKING MODEL BEGINS
Alternative 4 Name
Alternative 4 Description | [9 empty] | Printed: | 2013-11-13 15:24
Distribution Cost Impact
Year | 2012 | 2013 | 2014 | 2015 | 2016 | 2017 | 2018 | 2019 | 2020 | 2021 | 2022 | 2023 | 2024 | 2025 | 2026 | 2027 | 2028 | 2029 | 2030 | 2031 | 2032 | 2033 | 2034 | 2035 | 2036 | 2037 | 2038 | 2039 | 2040 | 2041 | 2042 | 2043 | 2044 | 2045 | 2046 | 2047 | 2048 | 2049 | 2050 | 2051 | 2052
REVENUES: | 0 | 1 | 2 | 3 | 4 | 5 | 6 | 7 | 8 | 9 | 10 | 11 | 12 | 13 | 14 | 15 | 16 | 17 | 18 | 19 | 20 | 21 | 22 | 23 | 24 | 25 | 26 | 27 | 28 | 29 | 30 | 31 | 32 | 33 | 34 | 35 | 36 | 37 | 38 | 39 | 40
These field are not required | 0 | 0 | 0 | 0 | 0 | 0 | 0 | 0 | 0 | 0 | 0 | 0 | 0 | 0 | 0 | 0 | 0 | 0 | 0 | 0 | 0 | 0 | 0 | 0 | 0 | 0 | 0 | 0 | 0 | 0 | 0 | 0 | 0 | 0 | 0 | 0 | 0 | 0 | 0 | 0 | 0
| 0 | 0 | 0 | 0 | 0 | 0 | 0 | 0 | 0 | 0 | 0 | 0 | 0 | 0 | 0 | 0 | 0 | 0 | 0 | 0 | 0 | 0 | 0 | 0 | 0 | 0 | 0 | 0 | 0 | 0 | 0 | 0 | 0 | 0 | 0 | 0 | 0 | 0 | 0 | 0 | 0
| 0 | 0 | 0 | 0 | 0 | 0 | 0 | 0 | 0 | 0 | 0 | 0 | 0 | 0 | 0 | 0 | 0 | 0 | 0 | 0 | 0 | 0 | 0 | 0 | 0 | 0 | 0 | 0 | 0 | 0 | 0 | 0 | 0 | 0 | 0 | 0 | 0 | 0 | 0 | 0 | 0
| 0 | 0 | 0 | 0 | 0 | 0 | 0 | 0 | 0 | 0 | 0 | 0 | 0 | 0 | 0 | 0 | 0 | 0 | 0 | 0 | 0 | 0 | 0 | 0 | 0 | 0 | 0 | 0 | 0 | 0 | 0 | 0 | 0 | 0 | 0 | 0 | 0 | 0 | 0 | 0 | 0
| 0 | 0 | 0 | 0 | 0 | 0 | 0 | 0 | 0 | 0 | 0 | 0 | 0 | 0 | 0 | 0 | 0 | 0 | 0 | 0 | 0 | 0 | 0 | 0 | 0 | 0 | 0 | 0 | 0 | 0 | 0 | 0 | 0 | 0 | 0 | 0 | 0 | 0 | 0 | 0 | 0
| 0 | 0 | 0 | 0 | 0 | 0 | 0 | 0 | 0 | 0 | 0 | 0 | 0 | 0 | 0 | 0 | 0 | 0 | 0 | 0 | 0 | 0 | 0 | 0 | 0 | 0 | 0 | 0 | 0 | 0 | 0 | 0 | 0 | 0 | 0 | 0 | 0 | 0 | 0 | 0 | 0
| 0 | 0 | 0 | 0 | 0 | 0 | 0 | 0 | 0 | 0 | 0 | 0 | 0 | 0 | 0 | 0 | 0 | 0 | 0 | 0 | 0 | 0 | 0 | 0 | 0 | 0 | 0 | 0 | 0 | 0 | 0 | 0 | 0 | 0 | 0 | 0 | 0 | 0 | 0 | 0 | 0
| 0 | 0 | 0 | 0 | 0 | 0 | 0 | 0 | 0 | 0 | 0 | 0 | 0 | 0 | 0 | 0 | 0 | 0 | 0 | 0 | 0 | 0 | 0 | 0 | 0 | 0 | 0 | 0 | 0 | 0 | 0 | 0 | 0 | 0 | 0 | 0 | 0 | 0 | 0 | 0 | 0
Total Revenue: | 0 | 0 | 0 | 0 | 0 | 0 | 0 | 0 | 0 | 0 | 0 | 0 | 0 | 0 | 0 | 0 | 0 | 0 | 0 | 0 | 0 | 0 | 0 | 0 | 0 | 0 | 0 | 0 | 0 | 0 | 0 | 0 | 0 | 0 | 0 | 0 | 0 | 0 | 0 | 0 | 0
CAPITAL: | 0 | 1 | 2 | 3 | 4 | 5 | 6 | 7 | 8 | 9 | 10 | 11 | 12 | 13 | 14 | 15 | 16 | 17 | 18 | 19 | 20 | 21 | 22 | 23 | 24 | 25 | 26 | 27 | 28 | 29 | 30 | 31 | 32 | 33 | 34 | 35 | 36 | 37 | 38 | 39 | 40
1) | 0 | 0 | 0 | 0 | 0 | 0 | 0 | 0 | 0 | 0 | 0 | 0 | 0 | 0 | 0 | 0 | 0 | 0 | 0 | 0 | 0 | 0 | 0 | 0 | 0 | 0 | 0 | 0 | 0 | 0 | 0 | 0 | 0 | 0 | 0 | 0 | 0 | 0 | 0 | 0 | 0
2) | 0 | 0 | 0 | 0 | 0 | 0 | 0 | 0 | 0 | 0 | 0 | 0 | 0 | 0 | 0 | 0 | 0 | 0 | 0 | 0 | 0 | 0 | 0 | 0 | 0 | 0 | 0 | 0 | 0 | 0 | 0 | 0 | 0 | 0 | 0 | 0 | 0 | 0 | 0 | 0 | 0
3) Distribution | 0 | 0 | 0 | 0 | 0 | 0 | 0 | 0 | 0 | 0 | 0 | 0 | 0 | 0 | 0 | 0 | 0 | 0 | 0 | 0 | 0 | 0 | 0 | 0 | 0 | 0 | 0 | 0 | 0 | 0 | 0 | 0 | 0 | 0 | 0 | 0 | 0 | 0 | 0 | 0 | 0
4) | 0 | 0 | 0 | 0 | 0 | 0 | 0 | 0 | 0 | 0 | 0 | 0 | 0 | 0 | 0 | 0 | 0 | 0 | 0 | 0 | 0 | 0 | 0 | 0 | 0 | 0 | 0 | 0 | 0 | 0 | 0 | 0 | 0 | 0 | 0 | 0 | 0 | 0 | 0 | 0 | 0
5) Distribution Communication | 0 | 0 | 0 | 0 | 0 | 0 | 0 | 0 | 0 | 0 | 0 | 0 | 0 | 0 | 0 | 0 | 0 | 0 | 0 | 0 | 0 | 0 | 0 | 0 | 0 | 0 | 0 | 0 | 0 | 0 | 0 | 0 | 0 | 0 | 0 | 0 | 0 | 0 | 0 | 0 | 0
6) | 0 | 0 | 0 | 0 | 0 | 0 | 0 | 0 | 0 | 0 | 0 | 0 | 0 | 0 | 0 | 0 | 0 | 0 | 0 | 0 | 0 | 0 | 0 | 0 | 0 | 0 | 0 | 0 | 0 | 0 | 0 | 0 | 0 | 0 | 0 | 0 | 0 | 0 | 0 | 0 | 0
7) Distribution Other | 0 | 0 | 0 | 0 | 0 | 0 | 0 | 0 | 0 | 0 | 0 | 0 | 0 | 0 | 0 | 0 | 0 | 0 | 0 | 0 | 0 | 0 | 0 | 0 | 0 | 0 | 0 | 0 | 0 | 0 | 0 | 0 | 0 | 0 | 0 | 0 | 0 | 0 | 0 | 0 | 0
8) | 0 | 0 | 0 | 0 | 0 | 0 | 0 | 0 | 0 | 0 | 0 | 0 | 0 | 0 | 0 | 0 | 0 | 0 | 0 | 0 | 0 | 0 | 0 | 0 | 0 | 0 | 0 | 0 | 0 | 0 | 0 | 0 | 0 | 0 | 0 | 0 | 0 | 0 | 0 | 0 | 0
Total Capital | 0 | 0 | 0 | 0 | 0 | 0 | 0 | 0 | 0 | 0 | 0 | 0 | 0 | 0 | 0 | 0 | 0 | 0 | 0 | 0 | 0 | 0 | 0 | 0 | 0 | 0 | 0 | 0 | 0 | 0 | 0 | 0 | 0 | 0 | 0 | 0 | 0 | 0 | 0 | 0 | 0
O&M: | 0 | 1 | 2 | 3 | 4 | 5 | 6 | 7 | 8 | 9 | 10 | 11 | 12 | 13 | 14 | 15 | 16 | 17 | 18 | 19 | 20 | 21 | 22 | 23 | 24 | 25 | 26 | 27 | 28 | 29 | 30 | 31 | 32 | 33 | 34 | 35 | 36 | 37 | 38 | 39 | 40
1) Incremental O&M Costs | 0 | 0 | 0 | 0 | 0 | 0 | 0 | 0 | 0 | 0 | 0 | 0 | 0 | 0 | 0 | 0 | 0 | 0 | 0 | 0 | 0 | 0 | 0 | 0 | 0 | 0 | 0 | 0 | 0 | 0 | 0 | 0 | 0 | 0 | 0 | 0 | 0 | 0 | 0 | 0 | 0
2) Incremental O&M Savings | 0 | 0 | 0 | 0 | 0 | 0 | 0 | 0 | 0 | 0 | 0 | 0 | 0 | 0 | 0 | 0 | 0 | 0 | 0 | 0 | 0 | 0 | 0 | 0 | 0 | 0 | 0 | 0 | 0 | 0 | 0 | 0 | 0 | 0 | 0 | 0 | 0 | 0 | 0 | 0 | 0
3) Energy Losses | 0 | 0 | 0 | 0 | 0 | 0 | 0 | 0 | 0 | 0 | 0 | 0 | 0 | 0 | 0 | 0 | 0 | 0 | 0 | 0 | 0 | 0 | 0 | 0 | 0 | 0 | 0 | 0 | 0 | 0 | 0 | 0 | 0 | 0 | 0 | 0 | 0 | 0 | 0 | 0 | 0
4) Insurance & Property Tax | 0 | 0 | 0 | 0 | 0 | 0 | 0 | 0 | 0 | 0 | 0 | 0 | 0 | 0 | 0 | 0 | 0 | 0 | 0 | 0 | 0 | 0 | 0 | 0 | 0 | 0 | 0 | 0 | 0 | 0 | 0 | 0 | 0 | 0 | 0 | 0 | 0 | 0 | 0 | 0 | 0
5) Early Retirement | 0 | 0 | 0 | 0 | 0 | 0 | 0 | 0 | 0 | 0 | 0 | 0 | 0 | 0 | 0 | 0 | 0 | 0 | 0 | 0 | 0 | 0 | 0 | 0 | 0 | 0 | 0 | 0 | 0 | 0 | 0 | 0 | 0 | 0 | 0 | 0 | 0 | 0 | 0 | 0 | 0
6) | 0 | 0 | 0 | 0 | 0 | 0 | 0 | 0 | 0 | 0 | 0 | 0 | 0 | 0 | 0 | 0 | 0 | 0 | 0 | 0 | 0 | 0 | 0 | 0 | 0 | 0 | 0 | 0 | 0 | 0 | 0 | 0 | 0 | 0 | 0 | 0 | 0 | 0 | 0 | 0 | 0
7) | 0 | 0 | 0 | 0 | 0 | 0 | 0 | 0 | 0 | 0 | 0 | 0 | 0 | 0 | 0 | 0 | 0 | 0 | 0 | 0 | 0 | 0 | 0 | 0 | 0 | 0 | 0 | 0 | 0 | 0 | 0 | 0 | 0 | 0 | 0 | 0 | 0 | 0 | 0 | 0 | 0
8) | 0 | 0 | 0 | 0 | 0 | 0 | 0 | 0 | 0 | 0 | 0 | 0 | 0 | 0 | 0 | 0 | 0 | 0 | 0 | 0 | 0 | 0 | 0 | 0 | 0 | 0 | 0 | 0 | 0 | 0 | 0 | 0 | 0 | 0 | 0 | 0 | 0 | 0 | 0 | 0 | 0
Total O&M | 0 | 0 | 0 | 0 | 0 | 0 | 0 | 0 | 0 | 0 | 0 | 0 | 0 | 0 | 0 | 0 | 0 | 0 | 0 | 0 | 0 | 0 | 0 | 0 | 0 | 0 | 0 | 0 | 0 | 0 | 0 | 0 | 0 | 0 | 0 | 0 | 0 | 0 | 0 | 0 | 0
Alternative 4 Name
Alternative 4 Description
Distribution Cost Impact
Year | 2012 | 2013 | 2014 | 2015 | 2016 | 2017 | 2018 | 2019 | 2020 | 2021 | 2022 | 2023 | 2024 | 2025 | 2026 | 2027 | 2028 | 2029 | 2030 | 2031 | 2032 | 2033 | 2034 | 2035 | 2036 | 2037 | 2038 | 2039 | 2040 | 2041 | 2042 | 2043 | 2044 | 2045 | 2046 | 2047 | 2048 | 2049 | 2050 | 2051 | 2052
YEARLY DEPRECIATION: | 0 | 1 | 2 | 3 | 4 | 5 | 6 | 7 | 8 | 9 | 10 | 11 | 12 | 13 | 14 | 15 | 16 | 17 | 18 | 19 | 20 | 21 | 22 | 23 | 24 | 25 | 26 | 27 | 28 | 29 | 30 | 31 | 32 | 33 | 34 | 35 | 36 | 37 | 38 | 39 | 40 | Rates
1) | 0 | 0 | 0 | 0 | 0 | 0 | 0 | 0 | 0 | 0 | 0 | 0 | 0 | 0 | 0 | 0 | 0 | 0 | 0 | 0 | 0 | 0 | 0 | 0 | 0 | 0 | 0 | 0 | 0 | 0 | 0 | 0 | 0 | 0 | 0 | 0 | 0 | 0 | 0 | 0 | 0 | 0%
2) | 0 | 0 | 0 | 0 | 0 | 0 | 0 | 0 | 0 | 0 | 0 | 0 | 0 | 0 | 0 | 0 | 0 | 0 | 0 | 0 | 0 | 0 | 0 | 0 | 0 | 0 | 0 | 0 | 0 | 0 | 0 | 0 | 0 | 0 | 0 | 0 | 0 | 0 | 0 | 0 | 0 | 0%
3) Distribution | 0 | 0 | 0 | 0 | 0 | 0 | 0 | 0 | 0 | 0 | 0 | 0 | 0 | 0 | 0 | 0 | 0 | 0 | 0 | 0 | 0 | 0 | 0 | 0 | 0 | 0 | 0 | 0 | 0 | 0 | 0 | 0 | 0 | 0 | 0 | 0 | 0 | 0 | 0 | 0 | 0 | 5%
4) | 0 | 0 | 0 | 0 | 0 | 0 | 0 | 0 | 0 | 0 | 0 | 0 | 0 | 0 | 0 | 0 | 0 | 0 | 0 | 0 | 0 | 0 | 0 | 0 | 0 | 0 | 0 | 0 | 0 | 0 | 0 | 0 | 0 | 0 | 0 | 0 | 0 | 0 | 0 | 0 | 0 | 0%
5) Distribution Communication | 0 | 0 | 0 | 0 | 0 | 0 | 0 | 0 | 0 | 0 | 0 | 0 | 0 | 0 | 0 | 0 | 0 | 0 | 0 | 0 | 0 | 0 | 0 | 0 | 0 | 0 | 0 | 0 | 0 | 0 | 0 | 0 | 0 | 0 | 0 | 0 | 0 | 0 | 0 | 0 | 0 | 5%
6) | 0 | 0 | 0 | 0 | 0 | 0 | 0 | 0 | 0 | 0 | 0 | 0 | 0 | 0 | 0 | 0 | 0 | 0 | 0 | 0 | 0 | 0 | 0 | 0 | 0 | 0 | 0 | 0 | 0 | 0 | 0 | 0 | 0 | 0 | 0 | 0 | 0 | 0 | 0 | 0 | 0 | 0%
7) Distribution Other | 0 | 0 | 0 | 0 | 0 | 0 | 0 | 0 | 0 | 0 | 0 | 0 | 0 | 0 | 0 | 0 | 0 | 0 | 0 | 0 | 0 | 0 | 0 | 0 | 0 | 0 | 0 | 0 | 0 | 0 | 0 | 0 | 0 | 0 | 0 | 0 | 0 | 0 | 0 | 0 | 0 | 5%
8) | 0 | 0 | 0 | 0 | 0 | 0 | 0 | 0 | 0 | 0 | 0 | 0 | 0 | 0 | 0 | 0 | 0 | 0 | 0 | 0 | 0 | 0 | 0 | 0 | 0 | 0 | 0 | 0 | 0 | 0 | 0 | 0 | 0 | 0 | 0 | 0 | 0 | 0 | 0 | 0 | 0 | 0%
Total Depreciation | 0 | 0 | 0 | 0 | 0 | 0 | 0 | 0 | 0 | 0 | 0 | 0 | 0 | 0 | 0 | 0 | 0 | 0 | 0 | 0 | 0 | 0 | 0 | 0 | 0 | 0 | 0 | 0 | 0 | 0 | 0 | 0 | 0 | 0 | 0 | 0 | 0 | 0 | 0 | 0 | 0
ACCUMULATED DEPRECIATION: | 0 | 1 | 2 | 3 | 4 | 5 | 6 | 7 | 8 | 9 | 10 | 11 | 12 | 13 | 14 | 15 | 16 | 17 | 18 | 19 | 20 | 21 | 22 | 23 | 24 | 25 | 26 | 27 | 28 | 29 | 30 | 31 | 32 | 33 | 34 | 35 | 36 | 37 | 38 | 39 | 40
1) | 0 | 0 | 0 | 0 | 0 | 0 | 0 | 0 | 0 | 0 | 0 | 0 | 0 | 0 | 0 | 0 | 0 | 0 | 0 | 0 | 0 | 0 | 0 | 0 | 0 | 0 | 0 | 0 | 0 | 0 | 0 | 0 | 0 | 0 | 0 | 0 | 0 | 0 | 0 | 0 | 0
2) | 0 | 0 | 0 | 0 | 0 | 0 | 0 | 0 | 0 | 0 | 0 | 0 | 0 | 0 | 0 | 0 | 0 | 0 | 0 | 0 | 0 | 0 | 0 | 0 | 0 | 0 | 0 | 0 | 0 | 0 | 0 | 0 | 0 | 0 | 0 | 0 | 0 | 0 | 0 | 0 | 0
3) Distribution | 0 | 0 | 0 | 0 | 0 | 0 | 0 | 0 | 0 | 0 | 0 | 0 | 0 | 0 | 0 | 0 | 0 | 0 | 0 | 0 | 0 | 0 | 0 | 0 | 0 | 0 | 0 | 0 | 0 | 0 | 0 | 0 | 0 | 0 | 0 | 0 | 0 | 0 | 0 | 0 | 0
4) | 0 | 0 | 0 | 0 | 0 | 0 | 0 | 0 | 0 | 0 | 0 | 0 | 0 | 0 | 0 | 0 | 0 | 0 | 0 | 0 | 0 | 0 | 0 | 0 | 0 | 0 | 0 | 0 | 0 | 0 | 0 | 0 | 0 | 0 | 0 | 0 | 0 | 0 | 0 | 0 | 0
5) Distribution Communication | 0 | 0 | 0 | 0 | 0 | 0 | 0 | 0 | 0 | 0 | 0 | 0 | 0 | 0 | 0 | 0 | 0 | 0 | 0 | 0 | 0 | 0 | 0 | 0 | 0 | 0 | 0 | 0 | 0 | 0 | 0 | 0 | 0 | 0 | 0 | 0 | 0 | 0 | 0 | 0 | 0
6) | 0 | 0 | 0 | 0 | 0 | 0 | 0 | 0 | 0 | 0 | 0 | 0 | 0 | 0 | 0 | 0 | 0 | 0 | 0 | 0 | 0 | 0 | 0 | 0 | 0 | 0 | 0 | 0 | 0 | 0 | 0 | 0 | 0 | 0 | 0 | 0 | 0 | 0 | 0 | 0 | 0
7) Distribution Other | 0 | 0 | 0 | 0 | 0 | 0 | 0 | 0 | 0 | 0 | 0 | 0 | 0 | 0 | 0 | 0 | 0 | 0 | 0 | 0 | 0 | 0 | 0 | 0 | 0 | 0 | 0 | 0 | 0 | 0 | 0 | 0 | 0 | 0 | 0 | 0 | 0 | 0 | 0 | 0 | 0
8) | 0 | 0 | 0 | 0 | 0 | 0 | 0 | 0 | 0 | 0 | 0 | 0 | 0 | 0 | 0 | 0 | 0 | 0 | 0 | 0 | 0 | 0 | 0 | 0 | 0 | 0 | 0 | 0 | 0 | 0 | 0 | 0 | 0 | 0 | 0 | 0 | 0 | 0 | 0 | 0 | 0
PROPERTY IN SERVICE (end yr): | 0 | 1 | 2 | 3 | 4 | 5 | 6 | 7 | 8 | 9 | 10 | 11 | 12 | 13 | 14 | 15 | 16 | 17 | 18 | 19 | 20 | 21 | 22 | 23 | 24 | 25 | 26 | 27 | 28 | 29 | 30 | 31 | 32 | 33 | 34 | 35 | 36 | 37 | 38 | 39 | 40
1) | 0 | 0 | 0 | 0 | 0 | 0 | 0 | 0 | 0 | 0 | 0 | 0 | 0 | 0 | 0 | 0 | 0 | 0 | 0 | 0 | 0 | 0 | 0 | 0 | 0 | 0 | 0 | 0 | 0 | 0 | 0 | 0 | 0 | 0 | 0 | 0 | 0 | 0 | 0 | 0 | 0
2) | 0 | 0 | 0 | 0 | 0 | 0 | 0 | 0 | 0 | 0 | 0 | 0 | 0 | 0 | 0 | 0 | 0 | 0 | 0 | 0 | 0 | 0 | 0 | 0 | 0 | 0 | 0 | 0 | 0 | 0 | 0 | 0 | 0 | 0 | 0 | 0 | 0 | 0 | 0 | 0 | 0
3) Distribution | 0 | 0 | 0 | 0 | 0 | 0 | 0 | 0 | 0 | 0 | 0 | 0 | 0 | 0 | 0 | 0 | 0 | 0 | 0 | 0 | 0 | 0 | 0 | 0 | 0 | 0 | 0 | 0 | 0 | 0 | 0 | 0 | 0 | 0 | 0 | 0 | 0 | 0 | 0 | 0 | 0
4) | 0 | 0 | 0 | 0 | 0 | 0 | 0 | 0 | 0 | 0 | 0 | 0 | 0 | 0 | 0 | 0 | 0 | 0 | 0 | 0 | 0 | 0 | 0 | 0 | 0 | 0 | 0 | 0 | 0 | 0 | 0 | 0 | 0 | 0 | 0 | 0 | 0 | 0 | 0 | 0 | 0
5) Distribution Communication | 0 | 0 | 0 | 0 | 0 | 0 | 0 | 0 | 0 | 0 | 0 | 0 | 0 | 0 | 0 | 0 | 0 | 0 | 0 | 0 | 0 | 0 | 0 | 0 | 0 | 0 | 0 | 0 | 0 | 0 | 0 | 0 | 0 | 0 | 0 | 0 | 0 | 0 | 0 | 0 | 0
6) | 0 | 0 | 0 | 0 | 0 | 0 | 0 | 0 | 0 | 0 | 0 | 0 | 0 | 0 | 0 | 0 | 0 | 0 | 0 | 0 | 0 | 0 | 0 | 0 | 0 | 0 | 0 | 0 | 0 | 0 | 0 | 0 | 0 | 0 | 0 | 0 | 0 | 0 | 0 | 0 | 0
7) Distribution Other | 0 | 0 | 0 | 0 | 0 | 0 | 0 | 0 | 0 | 0 | 0 | 0 | 0 | 0 | 0 | 0 | 0 | 0 | 0 | 0 | 0 | 0 | 0 | 0 | 0 | 0 | 0 | 0 | 0 | 0 | 0 | 0 | 0 | 0 | 0 | 0 | 0 | 0 | 0 | 0 | 0
8) | 0 | 0 | 0 | 0 | 0 | 0 | 0 | 0 | 0 | 0 | 0 | 0 | 0 | 0 | 0 | 0 | 0 | 0 | 0 | 0 | 0 | 0 | 0 | 0 | 0 | 0 | 0 | 0 | 0 | 0 | 0 | 0 | 0 | 0 | 0 | 0 | 0 | 0 | 0 | 0 | 0
Total Project Ratebase | 0 | 0 | 0 | 0 | 0 | 0 | 0 | 0 | 0 | 0 | 0 | 0 | 0 | 0 | 0 | 0 | 0 | 0 | 0 | 0 | 0 | 0 | 0 | 0 | 0 | 0 | 0 | 0 | 0 | 0 | 0 | 0 | 0 | 0 | 0 | 0 | 0 | 0 | 0 | 0 | 0
Alternative 4 Name |  |  | Return | Ratio | B.T. Cost | A.T. Cost
Alternative 4 Description |  | Debt | 5.8% | 56% | 3.248% | 3.248%
Distribution Cost Impact |  | Preferred | 0% | 0% | 0% | 0% |  | Tax Rate | 30%
|  | Common | 9.21% | 44% | 5.789% | 4.052%
[5 empty] | 9.037% | 7.3%
CASH FLOWS SUMMARY:
|  |  |  | Revenue Requirements |  |  |  | Revenue |  | Surplus | CPV at | Used
Year | Ratebase | Return | Dep'n | Inc. Tax | O&M | Total |  | Allowance |  | (Deficit) | 9.037% | Year
0 2012 | 0 | 0 | 0 | 0 | 0 | 0 | 2012 NPV | 0 |  | 0 | 0 | 0
1 2013 | 0 | 0 | 0 | 0 | 0 | 0 | 0 | 0 |  | 0 | 0 | 1 |  | 12723 | -33410003.6125
2 2014 | 0 | 0 | 0 | 0 | 0 | 0 |  | 0 |  | 0 | 0 | 2 |  | 12723 | -33410003.6125
3 2015 | 0 | 0 | 0 | 0 | 0 | 0 |  | 0 |  | 0 | 0 | 3 |  | 0 | 0
4 2016 | 0 | 0 | 0 | 0 | 0 | 0 |  | 0 |  | 0 | 0 | 4
5 2017 | 0 | 0 | 0 | 0 | 0 | 0 |  | 0 |  | 0 | 0 | 5 |  | changes: | #DIV/0!
6 2018 | 0 | 0 | 0 | 0 | 0 | 0 |  | 0 |  | 0 | 0 | 6
7 2019 | 0 | 0 | 0 | 0 | 0 | 0 |  | 0 |  | 0 | 0 | 7 |  | Cont 2nd | 12723
8 2020 | 0 | 0 | 0 | 0 | 0 | 0 |  | 0 |  | 0 | 0 | 8
9 2021 | 0 | 0 | 0 | 0 | 0 | 0 |  | 0 |  | 0 | 0 | 9 |  | Cont_changed | #DIV/0!
10 2022 | 0 | 0 | 0 | 0 | 0 | 0 |  | 0 |  | 0 | 0 | 10
11 2023 | 0 | 0 | 0 | 0 | 0 | 0 |  | 0 |  | 0 | 0 | 11
12 2024 | 0 | 0 | 0 | 0 | 0 | 0 |  | 0 |  | 0 | 0 | 12
13 2025 | 0 | 0 | 0 | 0 | 0 | 0 |  | 0 |  | 0 | 0 | 13
14 2026 | 0 | 0 | 0 | 0 | 0 | 0 |  | 0 |  | 0 | 0 | 14
15 2027 | 0 | 0 | 0 | 0 | 0 | 0 |  | 0 |  | 0 | 0 | 15
16 2028 | 0 | 0 | 0 | 0 | 0 | 0 |  | 0 |  | 0 | 0 | 16
17 2029 | 0 | 0 | 0 | 0 | 0 | 0 |  | 0 |  | 0 | 0 | 17
18 2030 | 0 | 0 | 0 | 0 | 0 | 0 |  | 0 |  | 0 | 0 | 18
19 2031 | 0 | 0 | 0 | 0 | 0 | 0 |  | 0 |  | 0 | 0 | 19
20 2032 | 0 | 0 | 0 | 0 | 0 | 0 |  | 0 |  | 0 | 0 | 20
21 2033 | 0 | 0 | 0 | 0 | 0 | 0 |  | 0 |  | 0 | 0 | 21
22 2034 | 0 | 0 | 0 | 0 | 0 | 0 |  | 0 |  | 0 | 0 | 22
23 2035 | 0 | 0 | 0 | 0 | 0 | 0 |  | 0 |  | 0 | 0 | 23
24 2036 | 0 | 0 | 0 | 0 | 0 | 0 |  | 0 |  | 0 | 0 | 24
25 2037 | 0 | 0 | 0 | 0 | 0 | 0 |  | 0 |  | 0 | 0 | 25
26 2038 | 0 | 0 | 0 | 0 | 0 | 0 |  | 0 |  | 0 | 0 | 26
27 2039 | 0 | 0 | 0 | 0 | 0 | 0 |  | 0 |  | 0 | 0 | 27
28 2040 | 0 | 0 | 0 | 0 | 0 | 0 |  | 0 |  | 0 | 0 | 28
29 2041 | 0 | 0 | 0 | 0 | 0 | 0 |  | 0 |  | 0 | 0 | 29
30 2042 | 0 | 0 | 0 | 0 | 0 | 0 |  | 0 |  | 0 | 0 | 30
31 2043 | 0 | 0 | 0 | 0 | 0 | 0 |  | 0 |  | 0 | 0 | 31
32 2044 | 0 | 0 | 0 | 0 | 0 | 0 |  | 0 |  | 0 | 0 | 32
33 2045 | 0 | 0 | 0 | 0 | 0 | 0 |  | 0 |  | 0 | 0 | 33
34 2046 | 0 | 0 | 0 | 0 | 0 | 0 |  | 0 |  | 0 | 0 | 34
35 2047 | 0 | 0 | 0 | 0 | 0 | 0 |  | 0 |  | 0 | 0 | 35
36 2048 | 0 | 0 | 0 | 0 | 0 | 0 |  | 0 |  | 0 | 0 | 36
37 2049 | 0 | 0 | 0 | 0 | 0 | 0 |  | 0 |  | 0 | 0 | 37
38 2050 | 0 | 0 | 0 | 0 | 0 | 0 |  | 0 |  | 0 | 0 | 38
39 2051 | 0 | 0 | 0 | 0 | 0 | 0 |  | 0 |  | 0 | 0 | 39
40 2052 | 0 | 0 | 0 | 0 | 0 | 0 |  | 0 |  | 0 | 0 | 40
Total Revenue Area: (combines the two revenue facades)
| 0 | 1 | 2 | 3 | 4 | 5 | 6 | 7 | 8 | 9 | 10 | 11 | 12 | 13 | 14 | 15 | 16 | 17 | 18 | 19 | 20 | 21 | 22 | 23 | 24 | 25 | 26 | 27 | 28 | 29 | 30 | 31 | 32 | 33 | 34 | 35 | 36 | 37 | 38 | 39 | 40
| 0 | 0 | 0 | 0 | 0 | 0 | 0 | 0 | 0 | 0 | 0 | 0 | 0 | 0 | 0 | 0 | 0 | 0 | 0 | 0 | 0 | 0 | 0 | 0 | 0 | 0 | 0 | 0 | 0 | 0 | 0 | 0 | 0 | 0 | 0 | 0 | 0 | 0 | 0 | 0 | 0
|  | 0 | 1 | 2 | 3 | 4 | 5 | 6 | 7 | 8 | 9 | 10 | 11 | 12 | 13 | 14 | 15 | 16 | 17 | 18 | 19 | 20 | 21 | 22 | 23 | 24 | 25 | 26 | 27 | 28 | 29 | 30 | 31 | 32 | 33 | 34 | 35 | 36 | 37 | 38 | 39

## TRANS5 (hidden)
Alternative 4 Name
Alternative 4 Description
Transmission Cost Impact
Base Year Is: | 2012
# Years of Revenue: | 20
Years of Costs: | r | <== "R" for same as Revenues, "L" for asset Life
Prepared By:
REVENUE CALCULATION: | c | <== "S" for Standard $/kw, "C" for Calculated amount.
| 2012 | 2013 | 2014 | 2015 | 2016 | 2017 | 2018 | 2019 | 2020 | 2021 | 2022 | 2023 | 2024 | 2025 | 2026 | 2027 | 2028 | 2029 | 2030 | 2031 | 2032 | 2033 | 2034 | 2035 | 2036 | 2037 | 2038 | 2039 | 2040 | 2041 | 2042 | 2043 | 2044 | 2045 | 2046 | 2047 | 2048 | 2049 | 2050 | 2051 | 2052
Descriptions (8) Below: | 0 | 1 | 2 | 3 | 4 | 5 | 6 | 7 | 8 | 9 | 10 | 11 | 12 | 13 | 14 | 15 | 16 | 17 | 18 | 19 | 20 | 21 | 22 | 23 | 24 | 25 | 26 | 27 | 28 | 29 | 30 | 31 | 32 | 33 | 34 | 35 | 36 | 37 | 38 | 39 | 40
These field are not required
Total Revenue: | 0 | 0 | 0 | 0 | 0 | 0 | 0 | 0 | 0 | 0 | 0 | 0 | 0 | 0 | 0 | 0 | 0 | 0 | 0 | 0 | 0 | 0 | 0 | 0 | 0 | 0 | 0 | 0 | 0 | 0 | 0 | 0 | 0 | 0 | 0 | 0 | 0 | 0 | 0 | 0 | 0
CAPITAL EXPENDITURES: | 2012 | 2013 | 2014 | 2015 | 2016 | 2017 | 2018 | 2019 | 2020 | 2021 | 2022 | 2023 | 2024 | 2025 | 2026 | 2027 | 2028 | 2029 | 2030 | 2031 | 2032 | 2033 | 2034 | 2035 | 2036 | 2037 | 2038 | 2039 | 2040 | 2041 | 2042 | 2043 | 2044 | 2045 | 2046 | 2047 | 2048 | 2049 | 2050 | 2051 | 2052
Descriptions (8) Below: | 0 | 1 | 2 | 3 | 4 | 5 | 6 | 7 | 8 | 9 | 10 | 11 | 12 | 13 | 14 | 15 | 16 | 17 | 18 | 19 | 20 | 21 | 22 | 23 | 24 | 25 | 26 | 27 | 28 | 29 | 30 | 31 | 32 | 33 | 34 | 35 | 36 | 37 | 38 | 39 | 40
1) Transmission | 0 | 0 | 0 | 0 | 0 | 0 | 0 | 0 | 0 | 0 | 0 | 0 | 0 | 0 | 0 | 0 | 0 | 0 | 0 | 0 | 0 | 0 | 0 | 0 | 0 | 0 | 0 | 0 | 0 | 0 | 0 | 0 | 0 | 0 | 0 | 0 | 0 | 0 | 0 | 0 | 0
2) | 0 | 0 | 0 | 0 | 0 | 0 | 0 | 0 | 0 | 0 | 0 | 0 | 0 | 0 | 0 | 0 | 0 | 0 | 0 | 0 | 0 | 0 | 0 | 0 | 0 | 0 | 0 | 0 | 0 | 0 | 0 | 0 | 0 | 0 | 0 | 0 | 0 | 0 | 0 | 0 | 0
3) | 0 | 0 | 0 | 0 | 0 | 0 | 0 | 0 | 0 | 0 | 0 | 0 | 0 | 0 | 0 | 0 | 0 | 0 | 0 | 0 | 0 | 0 | 0 | 0 | 0 | 0 | 0 | 0 | 0 | 0 | 0 | 0 | 0 | 0 | 0 | 0 | 0 | 0 | 0 | 0 | 0
4) | 0 | 0 | 0 | 0 | 0 | 0 | 0 | 0 | 0 | 0 | 0 | 0 | 0 | 0 | 0 | 0 | 0 | 0 | 0 | 0 | 0 | 0 | 0 | 0 | 0 | 0 | 0 | 0 | 0 | 0 | 0 | 0 | 0 | 0 | 0 | 0 | 0 | 0 | 0 | 0 | 0
5) Transmission Communication | 0 | 0 | 0 | 0 | 0 | 0 | 0 | 0 | 0 | 0 | 0 | 0 | 0 | 0 | 0 | 0 | 0 | 0 | 0 | 0 | 0 | 0 | 0 | 0 | 0 | 0 | 0 | 0 | 0 | 0 | 0 | 0 | 0 | 0 | 0 | 0 | 0 | 0 | 0 | 0 | 0
6) | 0 | 0 | 0 | 0 | 0 | 0 | 0 | 0 | 0 | 0 | 0 | 0 | 0 | 0 | 0 | 0 | 0 | 0 | 0 | 0 | 0 | 0 | 0 | 0 | 0 | 0 | 0 | 0 | 0 | 0 | 0 | 0 | 0 | 0 | 0 | 0 | 0 | 0 | 0 | 0 | 0
7) | 0 | 0 | 0 | 0 | 0 | 0 | 0 | 0 | 0 | 0 | 0 | 0 | 0 | 0 | 0 | 0 | 0 | 0 | 0 | 0 | 0 | 0 | 0 | 0 | 0 | 0 | 0 | 0 | 0 | 0 | 0 | 0 | 0 | 0 | 0 | 0 | 0 | 0 | 0 | 0 | 0
8) | 0 | 0 | 0 | 0 | 0 | 0 | 0 | 0 | 0 | 0 | 0 | 0 | 0 | 0 | 0 | 0 | 0 | 0 | 0 | 0 | 0 | 0 | 0 | 0 | 0 | 0 | 0 | 0 | 0 | 0 | 0 | 0 | 0 | 0 | 0 | 0 | 0 | 0 | 0 | 0 | 0
Total | 0 | 0 | 0 | 0 | 0 | 0 | 0 | 0 | 0 | 0 | 0 | 0 | 0 | 0 | 0 | 0 | 0 | 0 | 0 | 0 | 0 | 0 | 0 | 0 | 0 | 0 | 0 | 0 | 0 | 0 | 0 | 0 | 0 | 0 | 0 | 0 | 0 | 0 | 0 | 0 | 0
O&M EXPENDITURES: | 2012 | 2013 | 2014 | 2015 | 2016 | 2017 | 2018 | 2019 | 2020 | 2021 | 2022 | 2023 | 2024 | 2025 | 2026 | 2027 | 2028 | 2029 | 2030 | 2031 | 2032 | 2033 | 2034 | 2035 | 2036 | 2037 | 2038 | 2039 | 2040 | 2041 | 2042 | 2043 | 2044 | 2045 | 2046 | 2047 | 2048 | 2049 | 2050 | 2051 | 2052
Descriptions (8) Below: | 0 | 1 | 2 | 3 | 4 | 5 | 6 | 7 | 8 | 9 | 10 | 11 | 12 | 13 | 14 | 15 | 16 | 17 | 18 | 19 | 20 | 21 | 22 | 23 | 24 | 25 | 26 | 27 | 28 | 29 | 30 | 31 | 32 | 33 | 34 | 35 | 36 | 37 | 38 | 39 | 40
1) Incremental O&M Costs | 0 | 0 | 0 | 0 | 0 | 0 | 0 | 0 | 0 | 0 | 0 | 0 | 0 | 0 | 0 | 0 | 0 | 0 | 0 | 0 | 0 | 0 | 0 | 0 | 0 | 0 | 0 | 0 | 0 | 0 | 0 | 0 | 0 | 0 | 0 | 0 | 0 | 0 | 0 | 0 | 0
2) Incremental O&M Savings | 0 | 0 | 0 | 0 | 0 | 0 | 0 | 0 | 0 | 0 | 0 | 0 | 0 | 0 | 0 | 0 | 0 | 0 | 0 | 0 | 0 | 0 | 0 | 0 | 0 | 0 | 0 | 0 | 0 | 0 | 0 | 0 | 0 | 0 | 0 | 0 | 0 | 0 | 0 | 0 | 0
3) Energy Losses | 0 | 0 | 0 | 0 | 0 | 0 | 0 | 0 | 0 | 0 | 0 | 0 | 0 | 0 | 0 | 0 | 0 | 0 | 0 | 0 | 0 | 0 | 0 | 0 | 0 | 0 | 0 | 0 | 0 | 0 | 0 | 0 | 0 | 0 | 0 | 0 | 0 | 0 | 0 | 0 | 0
4) Insurance & Property Tax | 0 | 0 | 0 | 0 | 0 | 0 | 0 | 0 | 0 | 0 | 0 | 0 | 0 | 0 | 0 | 0 | 0 | 0 | 0 | 0 | 0 | 0 | 0 | 0 | 0 | 0 | 0 | 0 | 0 | 0 | 0 | 0 | 0 | 0 | 0 | 0 | 0 | 0 | 0 | 0 | 0
5) | 0 | 0 | 0 | 0 | 0 | 0 | 0 | 0 | 0 | 0 | 0 | 0 | 0 | 0 | 0 | 0 | 0 | 0 | 0 | 0 | 0 | 0 | 0 | 0 | 0 | 0 | 0 | 0 | 0 | 0 | 0 | 0 | 0 | 0 | 0 | 0 | 0 | 0 | 0 | 0 | 0
6) Early Retirement | 0 | 0 | 0 | 0 | 0 | 0 | 0 | 0 | 0 | 0 | 0 | 0 | 0 | 0 | 0 | 0 | 0 | 0 | 0 | 0 | 0 | 0 | 0 | 0 | 0 | 0 | 0 | 0 | 0 | 0 | 0 | 0 | 0 | 0 | 0 | 0 | 0 | 0 | 0 | 0 | 0
7) | 0 | 0 | 0 | 0 | 0 | 0 | 0 | 0 | 0 | 0 | 0 | 0 | 0 | 0 | 0 | 0 | 0 | 0 | 0 | 0 | 0 | 0 | 0 | 0 | 0 | 0 | 0 | 0 | 0 | 0 | 0 | 0 | 0 | 0 | 0 | 0 | 0 | 0 | 0 | 0 | 0
8) | 0 | 0 | 0 | 0 | 0 | 0 | 0 | 0 | 0 | 0 | 0 | 0 | 0 | 0 | 0 | 0 | 0 | 0 | 0 | 0 | 0 | 0 | 0 | 0 | 0 | 0 | 0 | 0 | 0 | 0 | 0 | 0 | 0 | 0 | 0 | 0 | 0 | 0 | 0 | 0 | 0
Total | 0 | 0 | 0 | 0 | 0 | 0 | 0 | 0 | 0 | 0 | 0 | 0 | 0 | 0 | 0 | 0 | 0 | 0 | 0 | 0 | 0 | 0 | 0 | 0 | 0 | 0 | 0 | 0 | 0 | 0 | 0 | 0 | 0 | 0 | 0 | 0 | 0 | 0 | 0 | 0 | 0
DEPRECIATION RATES: |  |  | FINANCIAL DATA
1) Transmission | 5% |  |  | Return | Ratio | B.T. Cost | A.T. Cost
2) |  |  | Debt | 5.8% | 56% | 3.248% | 3.248%
3) |  |  | Preferred | 0% | 0% | 0% | 0%
4) |  |  | Common | 9.21% | 44% | 5.789% | 4.052%
5) Transmission Communication | 5% |  | TOTALS |  |  | 9.037% | 7.3%
6)
7)
8) |  |  |  | INCOME TAX: |  | 30%
WORKING MODEL BEGINS
Alternative 4 Name
Alternative 4 Description | [9 empty] | Prepared By: | 2013-11-13 15:24
Transmission Cost Impact
Year | 2012 | 2013 | 2014 | 2015 | 2016 | 2017 | 2018 | 2019 | 2020 | 2021 | 2022 | 2023 | 2024 | 2025 | 2026 | 2027 | 2028 | 2029 | 2030 | 2031 | 2032 | 2033 | 2034 | 2035 | 2036 | 2037 | 2038 | 2039 | 2040 | 2041 | 2042 | 2043 | 2044 | 2045 | 2046 | 2047 | 2048 | 2049 | 2050 | 2051 | 2052
REVENUES: | 0 | 1 | 2 | 3 | 4 | 5 | 6 | 7 | 8 | 9 | 10 | 11 | 12 | 13 | 14 | 15 | 16 | 17 | 18 | 19 | 20 | 21 | 22 | 23 | 24 | 25 | 26 | 27 | 28 | 29 | 30 | 31 | 32 | 33 | 34 | 35 | 36 | 37 | 38 | 39 | 40
These field are not required | 0 | 0 | 0 | 0 | 0 | 0 | 0 | 0 | 0 | 0 | 0 | 0 | 0 | 0 | 0 | 0 | 0 | 0 | 0 | 0 | 0 | 0 | 0 | 0 | 0 | 0 | 0 | 0 | 0 | 0 | 0 | 0 | 0 | 0 | 0 | 0 | 0 | 0 | 0 | 0 | 0
| 0 | 0 | 0 | 0 | 0 | 0 | 0 | 0 | 0 | 0 | 0 | 0 | 0 | 0 | 0 | 0 | 0 | 0 | 0 | 0 | 0 | 0 | 0 | 0 | 0 | 0 | 0 | 0 | 0 | 0 | 0 | 0 | 0 | 0 | 0 | 0 | 0 | 0 | 0 | 0 | 0
| 0 | 0 | 0 | 0 | 0 | 0 | 0 | 0 | 0 | 0 | 0 | 0 | 0 | 0 | 0 | 0 | 0 | 0 | 0 | 0 | 0 | 0 | 0 | 0 | 0 | 0 | 0 | 0 | 0 | 0 | 0 | 0 | 0 | 0 | 0 | 0 | 0 | 0 | 0 | 0 | 0
| 0 | 0 | 0 | 0 | 0 | 0 | 0 | 0 | 0 | 0 | 0 | 0 | 0 | 0 | 0 | 0 | 0 | 0 | 0 | 0 | 0 | 0 | 0 | 0 | 0 | 0 | 0 | 0 | 0 | 0 | 0 | 0 | 0 | 0 | 0 | 0 | 0 | 0 | 0 | 0 | 0
| 0 | 0 | 0 | 0 | 0 | 0 | 0 | 0 | 0 | 0 | 0 | 0 | 0 | 0 | 0 | 0 | 0 | 0 | 0 | 0 | 0 | 0 | 0 | 0 | 0 | 0 | 0 | 0 | 0 | 0 | 0 | 0 | 0 | 0 | 0 | 0 | 0 | 0 | 0 | 0 | 0
| 0 | 0 | 0 | 0 | 0 | 0 | 0 | 0 | 0 | 0 | 0 | 0 | 0 | 0 | 0 | 0 | 0 | 0 | 0 | 0 | 0 | 0 | 0 | 0 | 0 | 0 | 0 | 0 | 0 | 0 | 0 | 0 | 0 | 0 | 0 | 0 | 0 | 0 | 0 | 0 | 0
| 0 | 0 | 0 | 0 | 0 | 0 | 0 | 0 | 0 | 0 | 0 | 0 | 0 | 0 | 0 | 0 | 0 | 0 | 0 | 0 | 0 | 0 | 0 | 0 | 0 | 0 | 0 | 0 | 0 | 0 | 0 | 0 | 0 | 0 | 0 | 0 | 0 | 0 | 0 | 0 | 0
| 0 | 0 | 0 | 0 | 0 | 0 | 0 | 0 | 0 | 0 | 0 | 0 | 0 | 0 | 0 | 0 | 0 | 0 | 0 | 0 | 0 | 0 | 0 | 0 | 0 | 0 | 0 | 0 | 0 | 0 | 0 | 0 | 0 | 0 | 0 | 0 | 0 | 0 | 0 | 0 | 0
Total Revenue: | 0 | 0 | 0 | 0 | 0 | 0 | 0 | 0 | 0 | 0 | 0 | 0 | 0 | 0 | 0 | 0 | 0 | 0 | 0 | 0 | 0 | 0 | 0 | 0 | 0 | 0 | 0 | 0 | 0 | 0 | 0 | 0 | 0 | 0 | 0 | 0 | 0 | 0 | 0 | 0 | 0
CAPITAL: | 0 | 1 | 2 | 3 | 4 | 5 | 6 | 7 | 8 | 9 | 10 | 11 | 12 | 13 | 14 | 15 | 16 | 17 | 18 | 19 | 20 | 21 | 22 | 23 | 24 | 25 | 26 | 27 | 28 | 29 | 30 | 31 | 32 | 33 | 34 | 35 | 36 | 37 | 38 | 39 | 40
1) Transmission | 0 | 0 | 0 | 0 | 0 | 0 | 0 | 0 | 0 | 0 | 0 | 0 | 0 | 0 | 0 | 0 | 0 | 0 | 0 | 0 | 0 | 0 | 0 | 0 | 0 | 0 | 0 | 0 | 0 | 0 | 0 | 0 | 0 | 0 | 0 | 0 | 0 | 0 | 0 | 0 | 0
2) | 0 | 0 | 0 | 0 | 0 | 0 | 0 | 0 | 0 | 0 | 0 | 0 | 0 | 0 | 0 | 0 | 0 | 0 | 0 | 0 | 0 | 0 | 0 | 0 | 0 | 0 | 0 | 0 | 0 | 0 | 0 | 0 | 0 | 0 | 0 | 0 | 0 | 0 | 0 | 0 | 0
3) | 0 | 0 | 0 | 0 | 0 | 0 | 0 | 0 | 0 | 0 | 0 | 0 | 0 | 0 | 0 | 0 | 0 | 0 | 0 | 0 | 0 | 0 | 0 | 0 | 0 | 0 | 0 | 0 | 0 | 0 | 0 | 0 | 0 | 0 | 0 | 0 | 0 | 0 | 0 | 0 | 0
4) | 0 | 0 | 0 | 0 | 0 | 0 | 0 | 0 | 0 | 0 | 0 | 0 | 0 | 0 | 0 | 0 | 0 | 0 | 0 | 0 | 0 | 0 | 0 | 0 | 0 | 0 | 0 | 0 | 0 | 0 | 0 | 0 | 0 | 0 | 0 | 0 | 0 | 0 | 0 | 0 | 0
5) Transmission Communication | 0 | 0 | 0 | 0 | 0 | 0 | 0 | 0 | 0 | 0 | 0 | 0 | 0 | 0 | 0 | 0 | 0 | 0 | 0 | 0 | 0 | 0 | 0 | 0 | 0 | 0 | 0 | 0 | 0 | 0 | 0 | 0 | 0 | 0 | 0 | 0 | 0 | 0 | 0 | 0 | 0
6) | 0 | 0 | 0 | 0 | 0 | 0 | 0 | 0 | 0 | 0 | 0 | 0 | 0 | 0 | 0 | 0 | 0 | 0 | 0 | 0 | 0 | 0 | 0 | 0 | 0 | 0 | 0 | 0 | 0 | 0 | 0 | 0 | 0 | 0 | 0 | 0 | 0 | 0 | 0 | 0 | 0
7) | 0 | 0 | 0 | 0 | 0 | 0 | 0 | 0 | 0 | 0 | 0 | 0 | 0 | 0 | 0 | 0 | 0 | 0 | 0 | 0 | 0 | 0 | 0 | 0 | 0 | 0 | 0 | 0 | 0 | 0 | 0 | 0 | 0 | 0 | 0 | 0 | 0 | 0 | 0 | 0 | 0
8) | 0 | 0 | 0 | 0 | 0 | 0 | 0 | 0 | 0 | 0 | 0 | 0 | 0 | 0 | 0 | 0 | 0 | 0 | 0 | 0 | 0 | 0 | 0 | 0 | 0 | 0 | 0 | 0 | 0 | 0 | 0 | 0 | 0 | 0 | 0 | 0 | 0 | 0 | 0 | 0 | 0
Total Capital | 0 | 0 | 0 | 0 | 0 | 0 | 0 | 0 | 0 | 0 | 0 | 0 | 0 | 0 | 0 | 0 | 0 | 0 | 0 | 0 | 0 | 0 | 0 | 0 | 0 | 0 | 0 | 0 | 0 | 0 | 0 | 0 | 0 | 0 | 0 | 0 | 0 | 0 | 0 | 0 | 0
O&M: | 0 | 1 | 2 | 3 | 4 | 5 | 6 | 7 | 8 | 9 | 10 | 11 | 12 | 13 | 14 | 15 | 16 | 17 | 18 | 19 | 20 | 21 | 22 | 23 | 24 | 25 | 26 | 27 | 28 | 29 | 30 | 31 | 32 | 33 | 34 | 35 | 36 | 37 | 38 | 39 | 40
1) Incremental O&M Costs | 0 | 0 | 0 | 0 | 0 | 0 | 0 | 0 | 0 | 0 | 0 | 0 | 0 | 0 | 0 | 0 | 0 | 0 | 0 | 0 | 0 | 0 | 0 | 0 | 0 | 0 | 0 | 0 | 0 | 0 | 0 | 0 | 0 | 0 | 0 | 0 | 0 | 0 | 0 | 0 | 0
2) Incremental O&M Savings | 0 | 0 | 0 | 0 | 0 | 0 | 0 | 0 | 0 | 0 | 0 | 0 | 0 | 0 | 0 | 0 | 0 | 0 | 0 | 0 | 0 | 0 | 0 | 0 | 0 | 0 | 0 | 0 | 0 | 0 | 0 | 0 | 0 | 0 | 0 | 0 | 0 | 0 | 0 | 0 | 0
3) Energy Losses | 0 | 0 | 0 | 0 | 0 | 0 | 0 | 0 | 0 | 0 | 0 | 0 | 0 | 0 | 0 | 0 | 0 | 0 | 0 | 0 | 0 | 0 | 0 | 0 | 0 | 0 | 0 | 0 | 0 | 0 | 0 | 0 | 0 | 0 | 0 | 0 | 0 | 0 | 0 | 0 | 0
4) Insurance & Property Tax | 0 | 0 | 0 | 0 | 0 | 0 | 0 | 0 | 0 | 0 | 0 | 0 | 0 | 0 | 0 | 0 | 0 | 0 | 0 | 0 | 0 | 0 | 0 | 0 | 0 | 0 | 0 | 0 | 0 | 0 | 0 | 0 | 0 | 0 | 0 | 0 | 0 | 0 | 0 | 0 | 0
5) | 0 | 0 | 0 | 0 | 0 | 0 | 0 | 0 | 0 | 0 | 0 | 0 | 0 | 0 | 0 | 0 | 0 | 0 | 0 | 0 | 0 | 0 | 0 | 0 | 0 | 0 | 0 | 0 | 0 | 0 | 0 | 0 | 0 | 0 | 0 | 0 | 0 | 0 | 0 | 0 | 0
6) Early Retirement | 0 | 0 | 0 | 0 | 0 | 0 | 0 | 0 | 0 | 0 | 0 | 0 | 0 | 0 | 0 | 0 | 0 | 0 | 0 | 0 | 0 | 0 | 0 | 0 | 0 | 0 | 0 | 0 | 0 | 0 | 0 | 0 | 0 | 0 | 0 | 0 | 0 | 0 | 0 | 0 | 0
7) | 0 | 0 | 0 | 0 | 0 | 0 | 0 | 0 | 0 | 0 | 0 | 0 | 0 | 0 | 0 | 0 | 0 | 0 | 0 | 0 | 0 | 0 | 0 | 0 | 0 | 0 | 0 | 0 | 0 | 0 | 0 | 0 | 0 | 0 | 0 | 0 | 0 | 0 | 0 | 0 | 0
8) | 0 | 0 | 0 | 0 | 0 | 0 | 0 | 0 | 0 | 0 | 0 | 0 | 0 | 0 | 0 | 0 | 0 | 0 | 0 | 0 | 0 | 0 | 0 | 0 | 0 | 0 | 0 | 0 | 0 | 0 | 0 | 0 | 0 | 0 | 0 | 0 | 0 | 0 | 0 | 0 | 0
Total O&M | 0 | 0 | 0 | 0 | 0 | 0 | 0 | 0 | 0 | 0 | 0 | 0 | 0 | 0 | 0 | 0 | 0 | 0 | 0 | 0 | 0 | 0 | 0 | 0 | 0 | 0 | 0 | 0 | 0 | 0 | 0 | 0 | 0 | 0 | 0 | 0 | 0 | 0 | 0 | 0 | 0
Alternative 4 Name
Alternative 4 Description
Transmission Cost Impact
Year | 2012 | 2013 | 2014 | 2015 | 2016 | 2017 | 2018 | 2019 | 2020 | 2021 | 2022 | 2023 | 2024 | 2025 | 2026 | 2027 | 2028 | 2029 | 2030 | 2031 | 2032 | 2033 | 2034 | 2035 | 2036 | 2037 | 2038 | 2039 | 2040 | 2041 | 2042 | 2043 | 2044 | 2045 | 2046 | 2047 | 2048 | 2049 | 2050 | 2051 | 2052
YEARLY DEPRECIATION: | 0 | 1 | 2 | 3 | 4 | 5 | 6 | 7 | 8 | 9 | 10 | 11 | 12 | 13 | 14 | 15 | 16 | 17 | 18 | 19 | 20 | 21 | 22 | 23 | 24 | 25 | 26 | 27 | 28 | 29 | 30 | 31 | 32 | 33 | 34 | 35 | 36 | 37 | 38 | 39 | 40 | Rates
1) Transmission | 0 | 0 | 0 | 0 | 0 | 0 | 0 | 0 | 0 | 0 | 0 | 0 | 0 | 0 | 0 | 0 | 0 | 0 | 0 | 0 | 0 | 0 | 0 | 0 | 0 | 0 | 0 | 0 | 0 | 0 | 0 | 0 | 0 | 0 | 0 | 0 | 0 | 0 | 0 | 0 | 0 | 5%
2) | 0 | 0 | 0 | 0 | 0 | 0 | 0 | 0 | 0 | 0 | 0 | 0 | 0 | 0 | 0 | 0 | 0 | 0 | 0 | 0 | 0 | 0 | 0 | 0 | 0 | 0 | 0 | 0 | 0 | 0 | 0 | 0 | 0 | 0 | 0 | 0 | 0 | 0 | 0 | 0 | 0 | 0%
3) | 0 | 0 | 0 | 0 | 0 | 0 | 0 | 0 | 0 | 0 | 0 | 0 | 0 | 0 | 0 | 0 | 0 | 0 | 0 | 0 | 0 | 0 | 0 | 0 | 0 | 0 | 0 | 0 | 0 | 0 | 0 | 0 | 0 | 0 | 0 | 0 | 0 | 0 | 0 | 0 | 0 | 0%
4) | 0 | 0 | 0 | 0 | 0 | 0 | 0 | 0 | 0 | 0 | 0 | 0 | 0 | 0 | 0 | 0 | 0 | 0 | 0 | 0 | 0 | 0 | 0 | 0 | 0 | 0 | 0 | 0 | 0 | 0 | 0 | 0 | 0 | 0 | 0 | 0 | 0 | 0 | 0 | 0 | 0 | 0%
5) Transmission Communication | 0 | 0 | 0 | 0 | 0 | 0 | 0 | 0 | 0 | 0 | 0 | 0 | 0 | 0 | 0 | 0 | 0 | 0 | 0 | 0 | 0 | 0 | 0 | 0 | 0 | 0 | 0 | 0 | 0 | 0 | 0 | 0 | 0 | 0 | 0 | 0 | 0 | 0 | 0 | 0 | 0 | 5%
6) | 0 | 0 | 0 | 0 | 0 | 0 | 0 | 0 | 0 | 0 | 0 | 0 | 0 | 0 | 0 | 0 | 0 | 0 | 0 | 0 | 0 | 0 | 0 | 0 | 0 | 0 | 0 | 0 | 0 | 0 | 0 | 0 | 0 | 0 | 0 | 0 | 0 | 0 | 0 | 0 | 0 | 0%
7) | 0 | 0 | 0 | 0 | 0 | 0 | 0 | 0 | 0 | 0 | 0 | 0 | 0 | 0 | 0 | 0 | 0 | 0 | 0 | 0 | 0 | 0 | 0 | 0 | 0 | 0 | 0 | 0 | 0 | 0 | 0 | 0 | 0 | 0 | 0 | 0 | 0 | 0 | 0 | 0 | 0 | 0%
8) | 0 | 0 | 0 | 0 | 0 | 0 | 0 | 0 | 0 | 0 | 0 | 0 | 0 | 0 | 0 | 0 | 0 | 0 | 0 | 0 | 0 | 0 | 0 | 0 | 0 | 0 | 0 | 0 | 0 | 0 | 0 | 0 | 0 | 0 | 0 | 0 | 0 | 0 | 0 | 0 | 0 | 0%
Total Depreciation | 0 | 0 | 0 | 0 | 0 | 0 | 0 | 0 | 0 | 0 | 0 | 0 | 0 | 0 | 0 | 0 | 0 | 0 | 0 | 0 | 0 | 0 | 0 | 0 | 0 | 0 | 0 | 0 | 0 | 0 | 0 | 0 | 0 | 0 | 0 | 0 | 0 | 0 | 0 | 0 | 0
ACCUMULATED DEPRECIATION: | 0 | 1 | 2 | 3 | 4 | 5 | 6 | 7 | 8 | 9 | 10 | 11 | 12 | 13 | 14 | 15 | 16 | 17 | 18 | 19 | 20 | 21 | 22 | 23 | 24 | 25 | 26 | 27 | 28 | 29 | 30 | 31 | 32 | 33 | 34 | 35 | 36 | 37 | 38 | 39 | 40
1) Transmission | 0 | 0 | 0 | 0 | 0 | 0 | 0 | 0 | 0 | 0 | 0 | 0 | 0 | 0 | 0 | 0 | 0 | 0 | 0 | 0 | 0 | 0 | 0 | 0 | 0 | 0 | 0 | 0 | 0 | 0 | 0 | 0 | 0 | 0 | 0 | 0 | 0 | 0 | 0 | 0 | 0
2) | 0 | 0 | 0 | 0 | 0 | 0 | 0 | 0 | 0 | 0 | 0 | 0 | 0 | 0 | 0 | 0 | 0 | 0 | 0 | 0 | 0 | 0 | 0 | 0 | 0 | 0 | 0 | 0 | 0 | 0 | 0 | 0 | 0 | 0 | 0 | 0 | 0 | 0 | 0 | 0 | 0
3) | 0 | 0 | 0 | 0 | 0 | 0 | 0 | 0 | 0 | 0 | 0 | 0 | 0 | 0 | 0 | 0 | 0 | 0 | 0 | 0 | 0 | 0 | 0 | 0 | 0 | 0 | 0 | 0 | 0 | 0 | 0 | 0 | 0 | 0 | 0 | 0 | 0 | 0 | 0 | 0 | 0
4) | 0 | 0 | 0 | 0 | 0 | 0 | 0 | 0 | 0 | 0 | 0 | 0 | 0 | 0 | 0 | 0 | 0 | 0 | 0 | 0 | 0 | 0 | 0 | 0 | 0 | 0 | 0 | 0 | 0 | 0 | 0 | 0 | 0 | 0 | 0 | 0 | 0 | 0 | 0 | 0 | 0
5) Transmission Communication | 0 | 0 | 0 | 0 | 0 | 0 | 0 | 0 | 0 | 0 | 0 | 0 | 0 | 0 | 0 | 0 | 0 | 0 | 0 | 0 | 0 | 0 | 0 | 0 | 0 | 0 | 0 | 0 | 0 | 0 | 0 | 0 | 0 | 0 | 0 | 0 | 0 | 0 | 0 | 0 | 0
6) | 0 | 0 | 0 | 0 | 0 | 0 | 0 | 0 | 0 | 0 | 0 | 0 | 0 | 0 | 0 | 0 | 0 | 0 | 0 | 0 | 0 | 0 | 0 | 0 | 0 | 0 | 0 | 0 | 0 | 0 | 0 | 0 | 0 | 0 | 0 | 0 | 0 | 0 | 0 | 0 | 0
7) | 0 | 0 | 0 | 0 | 0 | 0 | 0 | 0 | 0 | 0 | 0 | 0 | 0 | 0 | 0 | 0 | 0 | 0 | 0 | 0 | 0 | 0 | 0 | 0 | 0 | 0 | 0 | 0 | 0 | 0 | 0 | 0 | 0 | 0 | 0 | 0 | 0 | 0 | 0 | 0 | 0
8) | 0 | 0 | 0 | 0 | 0 | 0 | 0 | 0 | 0 | 0 | 0 | 0 | 0 | 0 | 0 | 0 | 0 | 0 | 0 | 0 | 0 | 0 | 0 | 0 | 0 | 0 | 0 | 0 | 0 | 0 | 0 | 0 | 0 | 0 | 0 | 0 | 0 | 0 | 0 | 0 | 0
PROPERTY IN SERVICE (end yr): | 0 | 1 | 2 | 3 | 4 | 5 | 6 | 7 | 8 | 9 | 10 | 11 | 12 | 13 | 14 | 15 | 16 | 17 | 18 | 19 | 20 | 21 | 22 | 23 | 24 | 25 | 26 | 27 | 28 | 29 | 30 | 31 | 32 | 33 | 34 | 35 | 36 | 37 | 38 | 39 | 40
1) Transmission | 0 | 0 | 0 | 0 | 0 | 0 | 0 | 0 | 0 | 0 | 0 | 0 | 0 | 0 | 0 | 0 | 0 | 0 | 0 | 0 | 0 | 0 | 0 | 0 | 0 | 0 | 0 | 0 | 0 | 0 | 0 | 0 | 0 | 0 | 0 | 0 | 0 | 0 | 0 | 0 | 0
2) | 0 | 0 | 0 | 0 | 0 | 0 | 0 | 0 | 0 | 0 | 0 | 0 | 0 | 0 | 0 | 0 | 0 | 0 | 0 | 0 | 0 | 0 | 0 | 0 | 0 | 0 | 0 | 0 | 0 | 0 | 0 | 0 | 0 | 0 | 0 | 0 | 0 | 0 | 0 | 0 | 0
3) | 0 | 0 | 0 | 0 | 0 | 0 | 0 | 0 | 0 | 0 | 0 | 0 | 0 | 0 | 0 | 0 | 0 | 0 | 0 | 0 | 0 | 0 | 0 | 0 | 0 | 0 | 0 | 0 | 0 | 0 | 0 | 0 | 0 | 0 | 0 | 0 | 0 | 0 | 0 | 0 | 0
4) | 0 | 0 | 0 | 0 | 0 | 0 | 0 | 0 | 0 | 0 | 0 | 0 | 0 | 0 | 0 | 0 | 0 | 0 | 0 | 0 | 0 | 0 | 0 | 0 | 0 | 0 | 0 | 0 | 0 | 0 | 0 | 0 | 0 | 0 | 0 | 0 | 0 | 0 | 0 | 0 | 0
5) Transmission Communication | 0 | 0 | 0 | 0 | 0 | 0 | 0 | 0 | 0 | 0 | 0 | 0 | 0 | 0 | 0 | 0 | 0 | 0 | 0 | 0 | 0 | 0 | 0 | 0 | 0 | 0 | 0 | 0 | 0 | 0 | 0 | 0 | 0 | 0 | 0 | 0 | 0 | 0 | 0 | 0 | 0
6) | 0 | 0 | 0 | 0 | 0 | 0 | 0 | 0 | 0 | 0 | 0 | 0 | 0 | 0 | 0 | 0 | 0 | 0 | 0 | 0 | 0 | 0 | 0 | 0 | 0 | 0 | 0 | 0 | 0 | 0 | 0 | 0 | 0 | 0 | 0 | 0 | 0 | 0 | 0 | 0 | 0
7) | 0 | 0 | 0 | 0 | 0 | 0 | 0 | 0 | 0 | 0 | 0 | 0 | 0 | 0 | 0 | 0 | 0 | 0 | 0 | 0 | 0 | 0 | 0 | 0 | 0 | 0 | 0 | 0 | 0 | 0 | 0 | 0 | 0 | 0 | 0 | 0 | 0 | 0 | 0 | 0 | 0
8) | 0 | 0 | 0 | 0 | 0 | 0 | 0 | 0 | 0 | 0 | 0 | 0 | 0 | 0 | 0 | 0 | 0 | 0 | 0 | 0 | 0 | 0 | 0 | 0 | 0 | 0 | 0 | 0 | 0 | 0 | 0 | 0 | 0 | 0 | 0 | 0 | 0 | 0 | 0 | 0 | 0
Total Project Ratebase | 0 | 0 | 0 | 0 | 0 | 0 | 0 | 0 | 0 | 0 | 0 | 0 | 0 | 0 | 0 | 0 | 0 | 0 | 0 | 0 | 0 | 0 | 0 | 0 | 0 | 0 | 0 | 0 | 0 | 0 | 0 | 0 | 0 | 0 | 0 | 0 | 0 | 0 | 0 | 0 | 0
Alternative 4 Name |  |  | Return | Ratio | B.T. Cost | A.T. Cost
Alternative 4 Description |  | Debt | 5.8% | 56% | 3.248% | 3.248%
Transmission Cost Impact |  | Preferred | 0% | 0% | 0% | 0% |  | Tax Rate | 30%
|  | Common | 9.21% | 44% | 5.789% | 4.052%
[5 empty] | 9.037% | 7.3%
CASH FLOWS SUMMARY:
|  |  |  | Revenue Requirements |  |  |  | Revenue |  | Surplus | CPV at | Used
Year | Ratebase | Return | Dep'n | Inc. Tax | O&M | Total |  | Allowance |  | (Deficit) | 9.037% | Year
0 2012 | 0 | 0 | 0 | 0 | 0 | 0 | 2012 NPV | 0 |  | 0 | 0 | 0
1 2013 | 0 | 0 | 0 | 0 | 0 | 0 | 0 | 0 |  | 0 | 0 | 1 |  | 12723 | -33410003.6125
2 2014 | 0 | 0 | 0 | 0 | 0 | 0 |  | 0 |  | 0 | 0 | 2 |  | 12723 | -33410003.6125
3 2015 | 0 | 0 | 0 | 0 | 0 | 0 |  | 0 |  | 0 | 0 | 3 |  | 0 | 0
4 2016 | 0 | 0 | 0 | 0 | 0 | 0 |  | 0 |  | 0 | 0 | 4
5 2017 | 0 | 0 | 0 | 0 | 0 | 0 |  | 0 |  | 0 | 0 | 5 |  | changes: | #DIV/0!
6 2018 | 0 | 0 | 0 | 0 | 0 | 0 |  | 0 |  | 0 | 0 | 6
7 2019 | 0 | 0 | 0 | 0 | 0 | 0 |  | 0 |  | 0 | 0 | 7 |  | Cont 2nd | 12723
8 2020 | 0 | 0 | 0 | 0 | 0 | 0 |  | 0 |  | 0 | 0 | 8
9 2021 | 0 | 0 | 0 | 0 | 0 | 0 |  | 0 |  | 0 | 0 | 9 |  | Cont_changed | #DIV/0!
10 2022 | 0 | 0 | 0 | 0 | 0 | 0 |  | 0 |  | 0 | 0 | 10
11 2023 | 0 | 0 | 0 | 0 | 0 | 0 |  | 0 |  | 0 | 0 | 11
12 2024 | 0 | 0 | 0 | 0 | 0 | 0 |  | 0 |  | 0 | 0 | 12
13 2025 | 0 | 0 | 0 | 0 | 0 | 0 |  | 0 |  | 0 | 0 | 13
14 2026 | 0 | 0 | 0 | 0 | 0 | 0 |  | 0 |  | 0 | 0 | 14
15 2027 | 0 | 0 | 0 | 0 | 0 | 0 |  | 0 |  | 0 | 0 | 15
16 2028 | 0 | 0 | 0 | 0 | 0 | 0 |  | 0 |  | 0 | 0 | 16
17 2029 | 0 | 0 | 0 | 0 | 0 | 0 |  | 0 |  | 0 | 0 | 17
18 2030 | 0 | 0 | 0 | 0 | 0 | 0 |  | 0 |  | 0 | 0 | 18
19 2031 | 0 | 0 | 0 | 0 | 0 | 0 |  | 0 |  | 0 | 0 | 19
20 2032 | 0 | 0 | 0 | 0 | 0 | 0 |  | 0 |  | 0 | 0 | 20
21 2033 | 0 | 0 | 0 | 0 | 0 | 0 |  | 0 |  | 0 | 0 | 21
22 2034 | 0 | 0 | 0 | 0 | 0 | 0 |  | 0 |  | 0 | 0 | 22
23 2035 | 0 | 0 | 0 | 0 | 0 | 0 |  | 0 |  | 0 | 0 | 23
24 2036 | 0 | 0 | 0 | 0 | 0 | 0 |  | 0 |  | 0 | 0 | 24
25 2037 | 0 | 0 | 0 | 0 | 0 | 0 |  | 0 |  | 0 | 0 | 25
26 2038 | 0 | 0 | 0 | 0 | 0 | 0 |  | 0 |  | 0 | 0 | 26
27 2039 | 0 | 0 | 0 | 0 | 0 | 0 |  | 0 |  | 0 | 0 | 27
28 2040 | 0 | 0 | 0 | 0 | 0 | 0 |  | 0 |  | 0 | 0 | 28
29 2041 | 0 | 0 | 0 | 0 | 0 | 0 |  | 0 |  | 0 | 0 | 29
30 2042 | 0 | 0 | 0 | 0 | 0 | 0 |  | 0 |  | 0 | 0 | 30
31 2043 | 0 | 0 | 0 | 0 | 0 | 0 |  | 0 |  | 0 | 0 | 31
32 2044 | 0 | 0 | 0 | 0 | 0 | 0 |  | 0 |  | 0 | 0 | 32
33 2045 | 0 | 0 | 0 | 0 | 0 | 0 |  | 0 |  | 0 | 0 | 33
34 2046 | 0 | 0 | 0 | 0 | 0 | 0 |  | 0 |  | 0 | 0 | 34
35 2047 | 0 | 0 | 0 | 0 | 0 | 0 |  | 0 |  | 0 | 0 | 35
36 2048 | 0 | 0 | 0 | 0 | 0 | 0 |  | 0 |  | 0 | 0 | 36
37 2049 | 0 | 0 | 0 | 0 | 0 | 0 |  | 0 |  | 0 | 0 | 37
38 2050 | 0 | 0 | 0 | 0 | 0 | 0 |  | 0 |  | 0 | 0 | 38
39 2051 | 0 | 0 | 0 | 0 | 0 | 0 |  | 0 |  | 0 | 0 | 39
40 2052 | 0 | 0 | 0 | 0 | 0 | 0 |  | 0 |  | 0 | 0 | 40
Total Revenue Area: (combines the two revenue facades)
| 0 | 1 | 2 | 3 | 4 | 5 | 6 | 7 | 8 | 9 | 10 | 11 | 12 | 13 | 14 | 15 | 16 | 17 | 18 | 19 | 20 | 21 | 22 | 23 | 24 | 25 | 26 | 27 | 28 | 29 | 30 | 31 | 32 | 33 | 34 | 35 | 36 | 37 | 38 | 39 | 40
| 0 | 0 | 0 | 0 | 0 | 0 | 0 | 0 | 0 | 0 | 0 | 0 | 0 | 0 | 0 | 0 | 0 | 0 | 0 | 0 | 0 | 0 | 0 | 0 | 0 | 0 | 0 | 0 | 0 | 0 | 0 | 0 | 0 | 0 | 0 | 0 | 0 | 0 | 0 | 0 | 0
|  | 0 | 1 | 2 | 3 | 4 | 5 | 6 | 7 | 8 | 9 | 10 | 11 | 12 | 13 | 14 | 15 | 16 | 17 | 18 | 19 | 20 | 21 | 22 | 23 | 24 | 25 | 26 | 27 | 28 | 29 | 30 | 31 | 32 | 33 | 34 | 35 | 36 | 37 | 38 | 39

## Revisions (hidden)
Date: | Revised by: | Changes made:
2007-06-06 | T. Small | - Updated model with the latest financial parameters (Source: Business Case Assumptions - June 2007)
- Added calendar year to summary sheet (Revenue Requirement & Graph)
- Changed escalation so it continues up to 40 years
- Changed AFUDC calculation so it is compounded quarterly
- Updated pool price as of June 5, 2007
- Various changes to replace "2006" with "2007"
2008-01-04 | A. Altamirano | - Updated model with the latest financial parameters (Source: Business Case Assumptions - January 2008)
- Updated pool price as of December 31, 2007
2008-01-30 | A. Altamirano | - Various changes to replace "2007" with "2008"
- Added password protection to all sheets
2008-02-04 | A. Altamirano | - Changed the return formula for Year 1 to use the AT Cost of Capital
2008-02-12 | A. Altamirano | - Changed formula for Income Tax (G24) To include all parameters
- Corrected line Losses formulas and escalation
- Added Error message when Construction Year is set to be later than Base Year
- Set the first year's Annual Escalation Factor to 1 by default so that the first year is not escalated
- Changed Alternative 1 to Proposed Project and Alternatives 2 - 5 to Alternatives 1 - 4
2008-04-11 | A. Altamirano | - Unprotected Energy Costs cells to allow sensitivity analyses to be run on this item.
2008-04-17 | A. Altamirano | - Made changes so that The titles of Trans. Dist, etc of each row carries through the sheet so if it needs to be
changed it only has to be changed iin the first table (for example if it is a vehicle it is not transmission or distribution)
2009-11-04 | A. Altamirano | - Updated Capital Structures based on 2010 Business Cases from Ken Grimes
- Changed the DIST and TRANS sheets to link to the capital structure in the Assumptions 1 page
2009-11-19 | A. Altamirano | - Updated Capital Structures based on Generic Cost of Capital from Ken Grimes
Possible Future Enhancements:
-Have Capital Structures for future years, so that expenditures in future years use the appropiate WACC
- Revenue Requirement calculations to reflect respective tax year when determining income tax.