## Summary
Project: | Watson Lake Bi-Fuel Project
Cost Comparison
Cost Comparison | [7 empty] | Analysis is based on | 11 |  |  | Year | Lease of Equipment from ATCO Gas | Purchase of Equipment from ATCO Gas
[12 empty] | 2015 | 88000 | 145514.9628
Reference | Lease of Equipment from ATCO Gas |  | Purchase of Equipment from ATCO Gas | [8 empty] | 2016 | 336313.4309 | 422797.5072 | -86484.0763
Base Year | 2015 |  | 2015 | [8 empty] | 2017 | 569872.3702 | 671922.2942 | -102049.9239
In-Service Year | 2015 |  | 2015 | [8 empty] | 2018 | 789553.5124 | 895606.0799 | -106052.5675
[12 empty] | 2019 | 996181.4599 | 1096312.4939 | -100131.034
Revenue Requirement | Lease of Equipment from ATCO Gas |  | Purchase of Equipment from ATCO Gas | [8 empty] | 2020 | 1190531.818 | 1276275.0295 | -85743.2115
(from base year) | [11 empty] | 2021 | 1373334.1068 | 1437517.9939 | -64183.887
CPV @ Year 5 | 996181.4599 |  | 1096312.4939 | [8 empty] | 2022 | 1545274.4989 | 1581875.5823 | -36601.0834
CPV @ Year 10 | 1859112.8484 |  | 1826423.5041 | [8 empty] | 2023 | 1706998.3954 | 1711009.2433 | -4010.848
CPV @ Year 15 | - |  | - | [8 empty] | 2024 | 1859112.8484 | 1826423.5041 | 32689.3443
CPV @ Year 20 | - |  | - | [8 empty] | 2025 | 1954496.8426 | 1922073.6508 | 32423.1919
CPV @ Year 25 | - |  | -
CPV @ Year 40 | - |  | -
Capital Cost Summary
(2015 Dollars) | Lease of Equipment from ATCO Gas |  | Purchase of Equipment from ATCO Gas
Generation | 0 |  | 2025100
Distribution | 0 |  | 0
Communication | 0 |  | 0
Other | 0 |  | 0
Total | 0 |  | 2025100
(Includes ES&G, escalation, & AFUDC)
Generation | 0 |  | 2025100
Distribution | 0 |  | 0
Communication | 0 |  | 0
Other | 0 |  | 0
Total | 0 |  | 2025100
2015 Incremental Capital Structure and Cost
| Generation | [5 empty] | Transmission
| Return | Ratio | B.T. Cost | A.T. Cost |  |  | Return | Ratio | B.T. Cost | A.T. Cost
Debt | 5.739% | 60% | 3.444% | 3.444% |  | Debt | 5.739% | 60% | 3.444% | 3.444%
Preferred | 0% | 0% | 0% | 0% |  | Preferred | 0% | 0% | 0% | 0%
Common | 8.75% | 40% | 5% | 3.5% |  | Common | 8.75% | 40% | 5% | 3.5%
TOTALS |  |  | 8.444% | 6.944% |  | TOTALS |  |  | 8.444% | 6.944%
Revenue Requirement Summary
[5 empty] | Year | Calendar Year | Lease of Equipment from ATCO Gas | Purchase of Equipment from ATCO Gas
[5 empty] | 1 | 2015 | 88000 | 145514.9628
[5 empty] | 2 | 2016 | 269280 | 300695.1468
[5 empty] | 3 | 2017 | 274665.6 | 292971.056
[5 empty] | 4 | 2018 | 280158.912 | 285263.4752
[5 empty] | 5 | 2019 | 285762.0902 | 277572.7344
[5 empty] | 6 | 2020 | 291477.332 | 269899.1669
[5 empty] | 7 | 2021 | 297306.8787 | 262243.1194
[5 empty] | 8 | 2022 | 303253.0163 | 254604.9452
[5 empty] | 9 | 2023 | 309318.0766 | 246984.9944
[5 empty] | 10 | 2024 | 315504.4381 | 239383.6403
[5 empty] | 11 | 2025 | 214543.0179 | 215141.6628
[5 empty] | 12 | 2026 | 0 | 0
[5 empty] | 13 | 2027 | 0 | 0
[5 empty] | 14 | 2028 | 0 | 0
[5 empty] | 15 | 2029 | 0 | 0
[5 empty] | 16 | 2030 | 0 | 0
[5 empty] | 17 | 2031 | 0 | 0
[5 empty] | 18 | 2032 | 0 | 0
[5 empty] | 19 | 2033 | 0 | 0
[5 empty] | 20 | 2034 | 0 | 0
[5 empty] | 21 | 2035 | 0 | 0
[5 empty] | 28 | 2042 | 0 | 0 | 0 | 0 | 0
[5 empty] | 29 | 2043 | 0 | 0 | 0 | 0 | 0
[5 empty] | 30 | 2044 | 0 | 0 | 0 | 0 | 0
[5 empty] | 31 | 2045 | 0 | 0 | 0 | 0 | 0
[5 empty] | 32 | 2046 | 0 | 0 | 0 | 0 | 0
[5 empty] | 33 | 2047 | 0 | 0 | 0 | 0 | 0
[5 empty] | 34 | 2048 | 0 | 0 | 0 | 0 | 0
[5 empty] | 35 | 2049 | 0 | 0 | 0 | 0 | 0
[5 empty] | 36 | 2050 | 0 | 0 | 0 | 0 | 0
[5 empty] | 37 | 2051 | 0 | 0 | 0 | 0 | 0
[5 empty] | 38 | 2052 | 0 | 0 | 0 | 0 | 0
[5 empty] | 39 | 2053 | 0 | 0 | 0 | 0 | 0
[5 empty] | 40 | 2054 | 0 | 0 | 0 | 0 | 0

## ATCO Gas - Lease
ATCO Electric Yukon Project Economic Evaluation | [5 empty] | Input data in | blue
Lease of Equipment from ATCO Gas
Cost Impact
Assumptions:
1 | Financial Parameters
| Distribution Capital Structure and Cost | [5 empty] | Generation Capital Structure and Cost | [5 empty] | Incremental Depreciation Rates: |  | Service Life | Rate
|  | Return | Ratio | B.T. Cost | A.T. Cost |  |  | Return | Ratio | B.T. Cost | A.T. Cost |  | Generation |  | 20 | 5%
| Debt | 5.739% | 60% | 3.444% | 3.444% |  | Debt | 5.739% | 60% | 3.444% | 3.444% |  | Distribution |  | 20 | 5%
| Preferred | 0% | 0% | 0% | 0% |  | Preferred | 0% | 0% | 0% | 0%
| Common | 8.75% | 40% | 5% | 3.5% |  | Common | 8.75% | 40% | 5% | 3.5%
| TOTALS |  | 100% | 8.444% | 6.944% |  | TOTALS |  | 100% | 8.444% | 6.944%
| Income Taxes and Escalation |  |  |  | 2011 | 2012 | 2013 | 2014 | >=2015
| Federal and Territorial Income Tax |  |  |  | 31.5% | 30% | 30% | 30% | 30%
Escalation
|  | Capital |  |  |  | 2% | 2% | 2% | 2%
|  | O & M |  |  |  | 2% | 2% | 2% | 2%
|  |  |  | 2015 Income Taxes |  | 30%
2 | All analysis are based on |  | 11 | of costs.
3 | Embedded distribution capital and O&M costs are not considered in analysis.
4 | Base Year ($) |  | 2015
| In-Service Year |  | 2015
5 | Incremental Capital Spending:
|  |  | Annual Escalation Factor | 1 | 1.02 | 1.02 | 1.02 | 1.02 | 1.02 | 1.02 | 1.02 | 1.02 | 1.02 | 1.02 | 1.02 | 1.02 | 1.02 | 1.02 | 1.02 | 1.02 | 1.02 | 1.02 | 1.02 | 1.02 | 1.02 | 1.02 | 1.02 | 1.02 | 1.02 | 1.02 | 1.02 | 1.02 | 1.02 | 1.02 | 1.02 | 1.02 | 1.02 | 1.02 | 1.02 | 1.02 | 1.02 | 1.02 | 1.02 | 1.02
|  |  | Compounded Escalation Factor | 1 | 1.02 | 1.0404 | 1.0612 | 1.0824 | 1.1041 | 1.1262 | 1.1487 | 1.1717 | 1.1951 | 1.219 | 1.2434 | 1.2682 | 1.2936 | 1.3195 | 1.3459 | 1.3728 | 1.4002 | 1.4282 | 1.4568 | 1.4859 | 1.5157 | 1.546 | 1.5769 | 1.6084 | 1.6406 | 1.6734 | 1.7069 | 1.741 | 1.7758 | 1.8114 | 1.8476 | 1.8845 | 1.9222 | 1.9607 | 1.9999 | 2.0399 | 2.0807 | 2.1223 | 2.1647 | 2.208
|  |  | ISD Index | 1 | 0 | 0 | 0 | 0 | 0 | 0 | 0 | 0 | 0 | 0 | 0 | 0 | 0 | 0 | 0 | 0 | 0 | 0 | 0 | 0 | 0 | 0 | 0 | 0 | 0 | 0 | 0 | 0 | 0 | 0 | 0 | 0 | 0 | 0 | 0 | 0 | 0 | 0 | 0 | 0
|  |  |  | 2015 | 2016 | 2017 | 2018 | 2019 | 2020 | 2021 | 2022 | 2023 | 2024 | 2025 | 2026 | 2027 | 2028 | 2029 | 2030 | 2031 | 2032 | 2033 | 2034 | 2035 | 2036 | 2037 | 2038 | 2039 | 2040 | 2041 | 2042 | 2043 | 2044 | 2045 | 2046 | 2047 | 2048 | 2049 | 2050 | 2051 | 2052 | 2053 | 2054 | 2055
| Enter capital expenditures in 2015 dollars |  |  | 1 | 2 | 3 | 4 | 5 | 6 | 7 | 8 | 9 | 10 | 11 | 12 | 13 | 14 | 15 | 16 | 17 | 18 | 19 | 20 | 21 | 22 | 23 | 24 | 25 | 26 | 27 | 28 | 29 | 30 | 31 | 32 | 33 | 34 | 35 | 36 | 37 | 38 | 39 | 40 | 41 | Nom $ Total | Real $ Total
(include ES&G and Contingency)
| Generation |  |  | 0 | 0 | 0 | 0 | 0 | 0 | 0 | 0 | 0 | 0 | 0 | 0 | 0 | 0 | 0 | 0 | 0 | 0 | 0 | 0 | 0 | 0 | 0 | 0 | 0 | 0 | 0 | 0 | 0 | 0 | 0 | 0 | 0 | 0 | 0 | 0 | 0 | 0 | 0 | 0 | 0 |  | 0
| (inflated) |  |  | 0 | 0 | 0 | 0 | 0 | 0 | 0 | 0 | 0 | 0 | 0 | 0 | 0 | 0 | 0 | 0 | 0 | 0 | 0 | 0 | 0 | 0 | 0 | 0 | 0 | 0 | 0 | 0 | 0 | 0 | 0 | 0 | 0 | 0 | 0 | 0 | 0 | 0 | 0 | 0 | 0 | 0
| Distribution |  |  | 0 | 0 | 0 | 0 | 0 | 0 | 0 | 0 | 0 | 0 | 0 | 0 | 0 | 0 | 0 | 0 | 0 | 0 | 0 | 0 | 0 | 0 | 0 | 0 | 0 | 0 | 0 | 0 | 0 | 0 | 0 | 0 | 0 | 0 | 0 | 0 | 0 | 0 | 0 | 0 | 0 |  | 0
| (inflated) |  |  | 0 | 0 | 0 | 0 | 0 | 0 | 0 | 0 | 0 | 0 | 0 | 0 | 0 | 0 | 0 | 0 | 0 | 0 | 0 | 0 | 0 | 0 | 0 | 0 | 0 | 0 | 0 | 0 | 0 | 0 | 0 | 0 | 0 | 0 | 0 | 0 | 0 | 0 | 0 | 0 | 0 | 0
| Distribution Communications |  |  | 0 | 0 | 0 | 0 | 0 | 0 | 0 | 0 | 0 | 0 | 0 | 0 | 0 | 0 | 0 | 0 | 0 | 0 | 0 | 0 | 0 | 0 | 0 | 0 | 0 | 0 | 0 | 0 | 0 | 0 | 0 | 0 | 0 | 0 | 0 | 0 | 0 | 0 | 0 | 0 | 0 |  | 0
| (inflated) |  |  | 0 | 0 | 0 | 0 | 0 | 0 | 0 | 0 | 0 | 0 | 0 | 0 | 0 | 0 | 0 | 0 | 0 | 0 | 0 | 0 | 0 | 0 | 0 | 0 | 0 | 0 | 0 | 0 | 0 | 0 | 0 | 0 | 0 | 0 | 0 | 0 | 0 | 0 | 0 | 0 | 0 | 0
| Transmission Communications |  |  | 0 | 0 | 0 | 0 | 0 | 0 | 0 | 0 | 0 | 0 | 0 | 0 | 0 | 0 | 0 | 0 | 0 | 0 | 0 | 0 | 0 | 0 | 0 | 0 | 0 | 0 | 0 | 0 | 0 | 0 | 0 | 0 | 0 | 0 | 0 | 0 | 0 | 0 | 0 | 0 | 0 |  | 0
| (inflated) | (Telecom / Telecontrol) |  | 0 | 0 | 0 | 0 | 0 | 0 | 0 | 0 | 0 | 0 | 0 | 0 | 0 | 0 | 0 | 0 | 0 | 0 | 0 | 0 | 0 | 0 | 0 | 0 | 0 | 0 | 0 | 0 | 0 | 0 | 0 | 0 | 0 | 0 | 0 | 0 | 0 | 0 | 0 | 0 | 0 | 0
| Distribution Other |  |  | 0 | 0 | 0 | 0 | 0 | 0 | 0 | 0 | 0 | 0 | 0 | 0 | 0 | 0 | 0 | 0 | 0 | 0 | 0 | 0 | 0 | 0 | 0 | 0 | 0 | 0 | 0 | 0 | 0 | 0 | 0 | 0 | 0 | 0 | 0 | 0 | 0 | 0 | 0 | 0 | 0 |  | 0
| (inflated) |  |  | 0 | 0 | 0 | 0 | 0 | 0 | 0 | 0 | 0 | 0 | 0 | 0 | 0 | 0 | 0 | 0 | 0 | 0 | 0 | 0 | 0 | 0 | 0 | 0 | 0 | 0 | 0 | 0 | 0 | 0 | 0 | 0 | 0 | 0 | 0 | 0 | 0 | 0 | 0 | 0 | 0 | 0
| Total Capital Cost (2015$) |  |  | 0 | 0 | 0 | 0 | 0 | 0 | 0 | 0 | 0 | 0 | 0 | 0 | 0 | 0 | 0 | 0 | 0 | 0 | 0 | 0 | 0 | 0 | 0 | 0 | 0 | 0 | 0 | 0 | 0 | 0 | 0 | 0 | 0 | 0 | 0 | 0 | 0 | 0 | 0 | 0 | 0
| Total Capital Cost (Nom$) |  |  | 0 | 0 | 0 | 0 | 0 | 0 | 0 | 0 | 0 | 0 | 0 | 0 | 0 | 0 | 0 | 0 | 0 | 0 | 0 | 0 | 0 | 0 | 0 | 0 | 0 | 0 | 0 | 0 | 0 | 0 | 0 | 0 | 0 | 0 | 0 | 0 | 0 | 0 | 0 | 0 | 0 | 0 | 0
Source:
6 | AFUDC Calculation & Ratebase:
|  | Calculate AFUDC | No | 2015 1: (yes or no)
|  |  |  | 2015 | 2016 | 2017 | 2018 | 2019 | 2020 | 2021 | 2022 | 2023 | 2024 | 2025 | 2026 | 2027 | 2028 | 2029 | 2030 | 2031 | 2032 | 2033 | 2034 | 2035 | 2036 | 2037 | 2038 | 2039 | 2040 | 2041 | 2042 | 2043 | 2044 | 2045 | 2046 | 2047 | 2048 | 2049 | 2050 | 2051 | 2052 | 2053 | 2054 | 2055 | Total Capital w/
| Generation |  |  | 1 | 2 | 3 | 4 | 5 | 6 | 7 | 8 | 9 | 10 | 11 | 12 | 13 | 14 | 15 | 16 | 17 | 18 | 19 | 20 | 21 | 22 | 23 | 24 | 25 | 26 | 27 | 28 | 29 | 30 | 31 | 32 | 33 | 34 | 35 | 36 | 37 | 38 | 39 | 40 | 41 | escalation & AFUDC
|  |  | Opening Balance | 0 | 0 | 0 | 0 | 0 | 0 | 0 | 0 | 0 | 0 | 0 | 0 | 0 | 0 | 0 | 0 | 0 | 0 | 0 | 0 | 0 | 0 | 0 | 0 | 0 | 0 | 0 | 0 | 0 | 0 | 0 | 0 | 0 | 0 | 0 | 0 | 0 | 0 | 0 | 0 | 0
|  |  | Capital Addition | 0 | 0 | 0 | 0 | 0 | 0 | 0 | 0 | 0 | 0 | 0 | 0 | 0 | 0 | 0 | 0 | 0 | 0 | 0 | 0 | 0 | 0 | 0 | 0 | 0 | 0 | 0 | 0 | 0 | 0 | 0 | 0 | 0 | 0 | 0 | 0 | 0 | 0 | 0 | 0 | 0
|  |  | 6.944% | 0 | 0 | 0 | 0 | 0 | 0 | 0 | 0 | 0 | 0 | 0 | 0 | 0 | 0 | 0 | 0 | 0 | 0 | 0 | 0 | 0 | 0 | 0 | 0 | 0 | 0 | 0 | 0 | 0 | 0 | 0 | 0 | 0 | 0 | 0 | 0 | 0 | 0 | 0 | 0 | 0
|  |  | RATEBASE | 0 | 0 | 0 | 0 | 0 | 0 | 0 | 0 | 0 | 0 | 0 | 0 | 0 | 0 | 0 | 0 | 0 | 0 | 0 | 0 | 0 | 0 | 0 | 0 | 0 | 0 | 0 | 0 | 0 | 0 | 0 | 0 | 0 | 0 | 0 | 0 | 0 | 0 | 0 | 0 | 0 | 0
Distribution
|  |  | Opening Balance | 0 | 0 | 0 | 0 | 0 | 0 | 0 | 0 | 0 | 0 | 0 | 0 | 0 | 0 | 0 | 0 | 0 | 0 | 0 | 0 | 0 | 0 | 0 | 0 | 0 | 0 | 0 | 0 | 0 | 0 | 0 | 0 | 0 | 0 | 0 | 0 | 0 | 0 | 0 | 0 | 0
|  |  | Capital Addition | 0 | 0 | 0 | 0 | 0 | 0 | 0 | 0 | 0 | 0 | 0 | 0 | 0 | 0 | 0 | 0 | 0 | 0 | 0 | 0 | 0 | 0 | 0 | 0 | 0 | 0 | 0 | 0 | 0 | 0 | 0 | 0 | 0 | 0 | 0 | 0 | 0 | 0 | 0 | 0 | 0
|  |  | 6.944% | 0 | 0 | 0 | 0 | 0 | 0 | 0 | 0 | 0 | 0 | 0 | 0 | 0 | 0 | 0 | 0 | 0 | 0 | 0 | 0 | 0 | 0 | 0 | 0 | 0 | 0 | 0 | 0 | 0 | 0 | 0 | 0 | 0 | 0 | 0 | 0 | 0 | 0 | 0 | 0 | 0
|  |  | RATEBASE | 0 | 0 | 0 | 0 | 0 | 0 | 0 | 0 | 0 | 0 | 0 | 0 | 0 | 0 | 0 | 0 | 0 | 0 | 0 | 0 | 0 | 0 | 0 | 0 | 0 | 0 | 0 | 0 | 0 | 0 | 0 | 0 | 0 | 0 | 0 | 0 | 0 | 0 | 0 | 0 | 0 | 0
Distribution Communications
|  |  | Opening Balance | 0 | 0 | 0 | 0 | 0 | 0 | 0 | 0 | 0 | 0 | 0 | 0 | 0 | 0 | 0 | 0 | 0 | 0 | 0 | 0 | 0 | 0 | 0 | 0 | 0 | 0 | 0 | 0 | 0 | 0 | 0 | 0 | 0 | 0 | 0 | 0 | 0 | 0 | 0 | 0 | 0
|  |  | Capital Addition | 0 | 0 | 0 | 0 | 0 | 0 | 0 | 0 | 0 | 0 | 0 | 0 | 0 | 0 | 0 | 0 | 0 | 0 | 0 | 0 | 0 | 0 | 0 | 0 | 0 | 0 | 0 | 0 | 0 | 0 | 0 | 0 | 0 | 0 | 0 | 0 | 0 | 0 | 0 | 0 | 0
|  |  | 6.944% | 0 | 0 | 0 | 0 | 0 | 0 | 0 | 0 | 0 | 0 | 0 | 0 | 0 | 0 | 0 | 0 | 0 | 0 | 0 | 0 | 0 | 0 | 0 | 0 | 0 | 0 | 0 | 0 | 0 | 0 | 0 | 0 | 0 | 0 | 0 | 0 | 0 | 0 | 0 | 0 | 0
|  |  | RATEBASE | 0 | 0 | 0 | 0 | 0 | 0 | 0 | 0 | 0 | 0 | 0 | 0 | 0 | 0 | 0 | 0 | 0 | 0 | 0 | 0 | 0 | 0 | 0 | 0 | 0 | 0 | 0 | 0 | 0 | 0 | 0 | 0 | 0 | 0 | 0 | 0 | 0 | 0 | 0 | 0 | 0 | 0
Transmission Communications
|  |  | Opening Balance | 0 | 0 | 0 | 0 | 0 | 0 | 0 | 0 | 0 | 0 | 0 | 0 | 0 | 0 | 0 | 0 | 0 | 0 | 0 | 0 | 0 | 0 | 0 | 0 | 0 | 0 | 0 | 0 | 0 | 0 | 0 | 0 | 0 | 0 | 0 | 0 | 0 | 0 | 0 | 0 | 0
|  |  | Capital Addition | 0 | 0 | 0 | 0 | 0 | 0 | 0 | 0 | 0 | 0 | 0 | 0 | 0 | 0 | 0 | 0 | 0 | 0 | 0 | 0 | 0 | 0 | 0 | 0 | 0 | 0 | 0 | 0 | 0 | 0 | 0 | 0 | 0 | 0 | 0 | 0 | 0 | 0 | 0 | 0 | 0
|  |  | 6.944% | 0 | 0 | 0 | 0 | 0 | 0 | 0 | 0 | 0 | 0 | 0 | 0 | 0 | 0 | 0 | 0 | 0 | 0 | 0 | 0 | 0 | 0 | 0 | 0 | 0 | 0 | 0 | 0 | 0 | 0 | 0 | 0 | 0 | 0 | 0 | 0 | 0 | 0 | 0 | 0 | 0
|  |  | RATEBASE | 0 | 0 | 0 | 0 | 0 | 0 | 0 | 0 | 0 | 0 | 0 | 0 | 0 | 0 | 0 | 0 | 0 | 0 | 0 | 0 | 0 | 0 | 0 | 0 | 0 | 0 | 0 | 0 | 0 | 0 | 0 | 0 | 0 | 0 | 0 | 0 | 0 | 0 | 0 | 0 | 0 | 0
Distribution Other
|  |  | Opening Balance | 0 | 0 | 0 | 0 | 0 | 0 | 0 | 0 | 0 | 0 | 0 | 0 | 0 | 0 | 0 | 0 | 0 | 0 | 0 | 0 | 0 | 0 | 0 | 0 | 0 | 0 | 0 | 0 | 0 | 0 | 0 | 0 | 0 | 0 | 0 | 0 | 0 | 0 | 0 | 0 | 0
|  |  | Capital Addition | 0 | 0 | 0 | 0 | 0 | 0 | 0 | 0 | 0 | 0 | 0 | 0 | 0 | 0 | 0 | 0 | 0 | 0 | 0 | 0 | 0 | 0 | 0 | 0 | 0 | 0 | 0 | 0 | 0 | 0 | 0 | 0 | 0 | 0 | 0 | 0 | 0 | 0 | 0 | 0 | 0
|  |  | 6.944% | 0 | 0 | 0 | 0 | 0 | 0 | 0 | 0 | 0 | 0 | 0 | 0 | 0 | 0 | 0 | 0 | 0 | 0 | 0 | 0 | 0 | 0 | 0 | 0 | 0 | 0 | 0 | 0 | 0 | 0 | 0 | 0 | 0 | 0 | 0 | 0 | 0 | 0 | 0 | 0 | 0
|  |  | RATEBASE | 0 | 0 | 0 | 0 | 0 | 0 | 0 | 0 | 0 | 0 | 0 | 0 | 0 | 0 | 0 | 0 | 0 | 0 | 0 | 0 | 0 | 0 | 0 | 0 | 0 | 0 | 0 | 0 | 0 | 0 | 0 | 0 | 0 | 0 | 0 | 0 | 0 | 0 | 0 | 0 | 0 | 0
Total Rate Base
|  |  | Opening Balance | 0 | 0 | 0 | 0 | 0 | 0 | 0 | 0 | 0 | 0 | 0 | 0 | 0 | 0 | 0 | 0 | 0 | 0 | 0 | 0 | 0 | 0 | 0 | 0 | 0 | 0 | 0 | 0 | 0 | 0 | 0 | 0 | 0 | 0 | 0 | 0 | 0 | 0 | 0 | 0 | 0
|  |  | Capital Addition | 0 | 0 | 0 | 0 | 0 | 0 | 0 | 0 | 0 | 0 | 0 | 0 | 0 | 0 | 0 | 0 | 0 | 0 | 0 | 0 | 0 | 0 | 0 | 0 | 0 | 0 | 0 | 0 | 0 | 0 | 0 | 0 | 0 | 0 | 0 | 0 | 0 | 0 | 0 | 0 | 0
|  |  | AFUDC | 0 | 0 | 0 | 0 | 0 | 0 | 0 | 0 | 0 | 0 | 0 | 0 | 0 | 0 | 0 | 0 | 0 | 0 | 0 | 0 | 0 | 0 | 0 | 0 | 0 | 0 | 0 | 0 | 0 | 0 | 0 | 0 | 0 | 0 | 0 | 0 | 0 | 0 | 0 | 0 | 0
|  |  | RATEBASE | 0 | 0 | 0 | 0 | 0 | 0 | 0 | 0 | 0 | 0 | 0 | 0 | 0 | 0 | 0 | 0 | 0 | 0 | 0 | 0 | 0 | 0 | 0 | 0 | 0 | 0 | 0 | 0 | 0 | 0 | 0 | 0 | 0 | 0 | 0 | 0 | 0 | 0 | 0 | 0 | 0 | 0
7 | Incremental Operation and Maintenance Costs:
|  |  | Annual Escalation Factor | 1 | 1.02 | 1.02 | 1.02 | 1.02 | 1.02 | 1.02 | 1.02 | 1.02 | 1.02 | 1.02 | 1.02 | 1.02 | 1.02 | 1.02 | 1.02 | 1.02 | 1.02 | 1.02 | 1.02 | 1.02 | 1.02 | 1.02 | 1.02 | 1.02 | 1.02 | 1.02 | 1.02 | 1.02 | 1.02 | 1.02 | 1.02 | 1.02 | 1.02 | 1.02 | 1.02 | 1.02 | 1.02 | 1.02 | 1.02 | 1.02
|  |  | Compounded Escalation Factor | 1 | 1.02 | 1.0404 | 1.0612 | 1.0824 | 1.1041 | 1.1262 | 1.1487 | 1.1717 | 1.1951 | 1.219 | 1.2434 | 1.2682 | 1.2936 | 1.3195 | 1.3459 | 1.3728 | 1.4002 | 1.4282 | 1.4568 | 1.4859 | 1.5157 | 1.546 | 1.5769 | 1.6084 | 1.6406 | 1.6734 | 1.7069 | 1.741 | 1.7758 | 1.8114 | 1.8476 | 1.8845 | 1.9222 | 1.9607 | 1.9999 | 2.0399 | 2.0807 | 2.1223 | 2.1647 | 2.208
|  |  | ISD Index | 1 | 0 | 0 | 0 | 0 | 0 | 0 | 0 | 0 | 0 | 0 | 0 | 0 | 0 | 0 | 0 | 0 | 0 | 0 | 0 | 0 | 0 | 0 | 0 | 0 | 0 | 0 | 0 | 0 | 0 | 0 | 0 | 0 | 0 | 0 | 0 | 0 | 0 | 0 | 0 | 0
| O&M Calculated based on Percentage of Rate Base (Nom$) |  |  | (yes or no) 2016 2: No; (yes or no) 2017 3: (yes or no); (yes or no) 2018 4: Manually enter O&M in next section
If non-linear O&M is required, manually input the data into the Manual Input table.
O & M based on a percentage of capital cost at ISD, escalated thereafter.
|  |  |  | 2015 | 2016 | 2017 | 2018 | 2019 | 2020 | 2021 | 2022 | 2023 | 2024 | 2025 | 2026 | 2027 | 2028 | 2029 | 2030 | 2031 | 2032 | 2033 | 2034 | 2035 | 2036 | 2037 | 2038 | 2039 | 2040 | 2041 | 2042 | 2043 | 2044 | 2045 | 2046 | 2047 | 2048 | 2049 | 2050 | 2051 | 2052 | 2053 | 2054 | 2055
|  |  | O&M Rates | 1 | 2 | 3 | 4 | 5 | 6 | 7 | 8 | 9 | 10 | 11 | 12 | 13 | 14 | 15 | 16 | 17 | 18 | 19 | 20 | 21 | 22 | 23 | 24 | 25 | 26 | 27 | 28 | 29 | 30 | 31 | 32 | 33 | 34 | 35 | 36 | 37 | 38 | 39 | 40 | 41
| Generation Rate = |  |  | 0 | 0 | 0 | 0 | 0 | 0 | 0 | 0 | 0 | 0 | 0 | 0 | 0 | 0 | 0 | 0 | 0 | 0 | 0 | 0 | 0 | 0 | 0 | 0 | 0 | 0 | 0 | 0 | 0 | 0 | 0 | 0 | 0 | 0 | 0 | 0 | 0 | 0 | 0 | 0 | 0
| Distribution Rate = |  |  | 0 | 0 | 0 | 0 | 0 | 0 | 0 | 0 | 0 | 0 | 0 | 0 | 0 | 0 | 0 | 0 | 0 | 0 | 0 | 0 | 0 | 0 | 0 | 0 | 0 | 0 | 0 | 0 | 0 | 0 | 0 | 0 | 0 | 0 | 0 | 0 | 0 | 0 | 0 | 0 | 0
| Distribution Communications Rate = |  |  | 0 | 0 | 0 | 0 | 0 | 0 | 0 | 0 | 0 | 0 | 0 | 0 | 0 | 0 | 0 | 0 | 0 | 0 | 0 | 0 | 0 | 0 | 0 | 0 | 0 | 0 | 0 | 0 | 0 | 0 | 0 | 0 | 0 | 0 | 0 | 0 | 0 | 0 | 0 | 0 | 0
| Transmission Communications Rate = |  |  | 0 | 0 | 0 | 0 | 0 | 0 | 0 | 0 | 0 | 0 | 0 | 0 | 0 | 0 | 0 | 0 | 0 | 0 | 0 | 0 | 0 | 0 | 0 | 0 | 0 | 0 | 0 | 0 | 0 | 0 | 0 | 0 | 0 | 0 | 0 | 0 | 0 | 0 | 0 | 0 | 0
| Distribution Other Rate = |  |  | 0 | 0 | 0 | 0 | 0 | 0 | 0 | 0 | 0 | 0 | 0 | 0 | 0 | 0 | 0 | 0 | 0 | 0 | 0 | 0 | 0 | 0 | 0 | 0 | 0 | 0 | 0 | 0 | 0 | 0 | 0 | 0 | 0 | 0 | 0 | 0 | 0 | 0 | 0 | 0 | 0
|  | Total |  | 0 | 0 | 0 | 0 | 0 | 0 | 0 | 0 | 0 | 0 | 0 | 0 | 0 | 0 | 0 | 0 | 0 | 0 | 0 | 0 | 0 | 0 | 0 | 0 | 0 | 0 | 0 | 0 | 0 | 0 | 0 | 0 | 0 | 0 | 0 | 0 | 0 | 0 | 0 | 0 | 0
O&M Manual Input (2015$)
|  |  |  | 1 | 2 | 3 | 4 | 5 | 6 | 7 | 8 | 9 | 10 | 11 | 12 | 13 | 14 | 15 | 16 | 17 | 18 | 19 | 20 | 21 | 22 | 23 | 24 | 25 | 26 | 27 | 28 | 29 | 30 | 31 | 32 | 33 | 34 | 35 | 36 | 37 | 38 | 39 | 40 | 41
|  | Generation O&M |  | 88000 | 264000 | 264000 | 264000 | 264000 | 264000 | 264000 | 264000 | 264000 | 264000 | 176000 | 0 | 0 | 0 | 0 | 0 | 0 | 0 | 0 | 0 | 0 | 0 | 0 | 0 | 0 | 0 | 0 | 0 | 0 | 0 | 0 | 0 | 0 | 0 | 0 | 0 | 0 | 0 | 0 | 0 | 0
|  | Distribution O&M |  | 0 | 0 | 0 | 0 | 0 | 0 | 0 | 0 | 0 | 0 | 0 | 0 | 0 | 0 | 0 | 0 | 0 | 0 | 0 | 0 | 0 | 0 | 0 | 0 | 0 | 0 | 0 | 0 | 0 | 0 | 0 | 0 | 0 | 0 | 0 | 0 | 0 | 0 | 0 | 0 | 0
|  | Distribution Communications O&M |  | 0 | 0 | 0 | 0 | 0 | 0 | 0 | 0 | 0 | 0 | 0 | 0 | 0 | 0 | 0 | 0 | 0 | 0 | 0 | 0 | 0 | 0 | 0 | 0 | 0 | 0 | 0 | 0 | 0 | 0 | 0 | 0 | 0 | 0 | 0 | 0 | 0 | 0 | 0 | 0 | 0
|  | Transmission Communications O&M |  | 0 | 0 | 0 | 0 | 0 | 0 | 0 | 0 | 0 | 0 | 0 | 0 | 0 | 0 | 0 | 0 | 0 | 0 | 0 | 0 | 0 | 0 | 0 | 0 | 0 | 0 | 0 | 0 | 0 | 0 | 0 | 0 | 0 | 0 | 0 | 0 | 0 | 0 | 0 | 0 | 0
|  | Distribution Other O&M |  | 0 | 0 | 0 | 0 | 0 | 0 | 0 | 0 | 0 | 0 | 0 | 0 | 0 | 0 | 0 | 0 | 0 | 0 | 0 | 0 | 0 | 0 | 0 | 0 | 0 | 0 | 0 | 0 | 0 | 0 | 0 | 0 | 0 | 0 | 0 | 0 | 0 | 0 | 0 | 0 | 0
|  |  |  | 88000 | 264000 | 264000 | 264000 | 264000 | 264000 | 264000 | 264000 | 264000 | 264000 | 176000 | 0 | 0 | 0 | 0 | 0 | 0 | 0 | 0 | 0 | 0 | 0 | 0 | 0 | 0 | 0 | 0 | 0 | 0 | 0 | 0 | 0 | 0 | 0 | 0 | 0 | 0 | 0 | 0 | 0 | 0
Escalated Manually Input O&M (Nom$)
|  |  |  | 1 | 2 | 3 | 4 | 5 | 6 | 7 | 8 | 9 | 10 | 11 | 12 | 13 | 14 | 15 | 16 | 17 | 18 | 19 | 20 | 21 | 22 | 23 | 24 | 25 | 26 | 27 | 28 | 29 | 30 | 31 | 32 | 33 | 34 | 35 | 36 | 37 | 38 | 39 | 40 | 41
|  | Generation O&M |  | 88000 | 269280 | 274665.6 | 280158.912 | 285762.0902 | 291477.332 | 297306.8787 | 303253.0163 | 309318.0766 | 315504.4381 | 214543.0179 | 0 | 0 | 0 | 0 | 0 | 0 | 0 | 0 | 0 | 0 | 0 | 0 | 0 | 0 | 0 | 0 | 0 | 0 | 0 | 0 | 0 | 0 | 0 | 0 | 0 | 0 | 0 | 0 | 0 | 0
|  | Distribution O&M |  | 0 | 0 | 0 | 0 | 0 | 0 | 0 | 0 | 0 | 0 | 0 | 0 | 0 | 0 | 0 | 0 | 0 | 0 | 0 | 0 | 0 | 0 | 0 | 0 | 0 | 0 | 0 | 0 | 0 | 0 | 0 | 0 | 0 | 0 | 0 | 0 | 0 | 0 | 0 | 0 | 0
|  | Distribution Communications O&M |  | 0 | 0 | 0 | 0 | 0 | 0 | 0 | 0 | 0 | 0 | 0 | 0 | 0 | 0 | 0 | 0 | 0 | 0 | 0 | 0 | 0 | 0 | 0 | 0 | 0 | 0 | 0 | 0 | 0 | 0 | 0 | 0 | 0 | 0 | 0 | 0 | 0 | 0 | 0 | 0 | 0
|  | Transmission Communications O&M |  | 0 | 0 | 0 | 0 | 0 | 0 | 0 | 0 | 0 | 0 | 0 | 0 | 0 | 0 | 0 | 0 | 0 | 0 | 0 | 0 | 0 | 0 | 0 | 0 | 0 | 0 | 0 | 0 | 0 | 0 | 0 | 0 | 0 | 0 | 0 | 0 | 0 | 0 | 0 | 0 | 0
|  | Distribution Other O&M |  | 0 | 0 | 0 | 0 | 0 | 0 | 0 | 0 | 0 | 0 | 0 | 0 | 0 | 0 | 0 | 0 | 0 | 0 | 0 | 0 | 0 | 0 | 0 | 0 | 0 | 0 | 0 | 0 | 0 | 0 | 0 | 0 | 0 | 0 | 0 | 0 | 0 | 0 | 0 | 0 | 0
|  |  |  | 88000 | 269280 | 274665.6 | 280158.912 | 285762.0902 | 291477.332 | 297306.8787 | 303253.0163 | 309318.0766 | 315504.4381 | 214543.0179 | 0 | 0 | 0 | 0 | 0 | 0 | 0 | 0 | 0 | 0 | 0 | 0 | 0 | 0 | 0 | 0 | 0 | 0 | 0 | 0 | 0 | 0 | 0 | 0 | 0 | 0 | 0 | 0 | 0 | 0
| Source: | Factors for Economic Model, Lynn Taylor-Ryan and Product Support
8 | Incremental Annual Operation and Maintenance Savings:
Manually input the continuous O&M savings. The savings will appear at the ISD and will automatically extrapolate thereafter.
If there are non-continuous savings, manually input the amounts in the corresponding years as negative numbers in the above Section #7.
[5 empty] | Savings in |  |  | Escalated
[5 empty] | 2015 Dollars | (Enter negative numbers) |  | Savings in ISD Year (2015)
|  |  | Generation | 2: 0; 5: 0
|  |  | Distribution | 2: 0; 5: 0
|  |  | Distribution Communications | 2: 0; 5: 0
|  |  | Transmission Communications | 2: 0; 5: 0
|  |  | Distribution Other | 2: 0; 5: 0
[5 empty] | 0 |  |  | 0
|  |  | Source: | 2: Savings will be escalated after year 1
9 | Load and Assumptions:
If additional load is required in subsequent years, manually input the data in corresponding years. This is for information only.
[6 empty] | Distribution | Transmission
| Current Peak Load: |  | 0 | 1: Load Factor:; 3: 80%; 4: 83%
| Load Growth Forecast: |  | 0% | 1: Loss Factor:; 3: 65.27%; 4: 70.03%
|  |  |  | Growth Loss Factor: |  | 0% | 0%
Source: Bruce Ramsay, Load Research
|  |  |  | 1 | 2 | 3 | 4 | 5 | 6 | 7 | 8 | 9 | 10 | 11 | 12 | 13 | 14 | 15 | 16 | 17 | 18 | 19 | 20 | 21 | 22 | 23 | 24 | 25 | 26 | 27 | 28 | 29 | 30 | 31 | 32 | 33 | 34 | 35 | 36 | 37 | 38 | 39 | 40 | 41
|  |  |  | 2015 | 2016 | 2017 | 2018 | 2019 | 2020 | 2021 | 2022 | 2023 | 2024 | 2025 | 2026 | 2027 | 2028 | 2029 | 2030 | 2031 | 2032 | 2033 | 2034 | 2035 | 2036 | 2037 | 2038 | 2039 | 2040 | 2041 | 2042 | 2043 | 2044 | 2045 | 2046 | 2047 | 2048 | 2049 | 2050 | 2051 | 2052 | 2053 | 2054 | 2055
|  |  | Peak Load: | 0 | 0 | 0 | 0 | 0 | 0 | 0 | 0 | 0 | 0 | 0 | 0 | 0 | 0 | 0 | 0 | 0 | 0 | 0 | 0 | 0 | 0 | 0 | 0 | 0 | 0 | 0 | 0 | 0 | 0 | 0 | 0 | 0 | 0 | 0 | 0 | 0 | 0 | 0 | 0 | 0
|  |  | Manual Load Input: | 0 | 0 | 0 | 0 | 0 | 0 | 0 | 0 | 0 | 0 | 0 | 0 | 0 | 0 | 0 | 0 | 0 | 0 | 0 | 0 | 0 | 0 | 0 | 0 | 0 | 0 | 0 | 0 | 0 | 0 | 0 | 0 | 0 | 0 | 0 | 0 | 0 | 0 | 0 | 0 | 0
|  |  | TOTAL Load: | 0 | 0 | 0 | 0 | 0 | 0 | 0 | 0 | 0 | 0 | 0 | 0 | 0 | 0 | 0 | 0 | 0 | 0 | 0 | 0 | 0 | 0 | 0 | 0 | 0 | 0 | 0 | 0 | 0 | 0 | 0 | 0 | 0 | 0 | 0 | 0 | 0 | 0 | 0 | 0 | 0
Source:
10 | Distribution Peak Line Losses:
(yes or no)
|  | Distribution Losses @ ISD: | 0 | Source: Bruce Ramsay, Load Research 1 2015: Future losses based on Growth Loss Factor; Source: Bruce Ramsay, Load Research 4 2018: Yes; Source: Bruce Ramsay, Load Research 5 2019: (if no, manually input the Losses in the corresponding year)
|  |  |  | 1 | 2 | 3 | 4 | 5 | 6 | 7 | 8 | 9 | 10 | 11 | 12 | 13 | 14 | 15 | 16 | 17 | 18 | 19 | 20 | 21 | 22 | 23 | 24 | 25 | 26 | 27 | 28 | 29 | 30 | 31 | 32 | 33 | 34 | 35 | 36 | 37 | 38 | 39 | 40 | 41
|  |  |  | 2015 | 2016 | 2017 | 2018 | 2019 | 2020 | 2021 | 2022 | 2023 | 2024 | 2025 | 2026 | 2027 | 2028 | 2029 | 2030 | 2031 | 2032 | 2033 | 2034 | 2035 | 2036 | 2037 | 2038 | 2039 | 2040 | 2041 | 2042 | 2043 | 2044 | 2045 | 2046 | 2047 | 2048 | 2049 | 2050 | 2051 | 2052 | 2053 | 2054 | 2055
|  |  | Distribution Peak Losses: | 0 | 0 | 0 | 0 | 0 | 0 | 0 | 0 | 0 | 0 | 0 | 0 | 0 | 0 | 0 | 0 | 0 | 0 | 0 | 0 | 0 | 0 | 0 | 0 | 0 | 0 | 0 | 0 | 0 | 0 | 0 | 0 | 0 | 0 | 0 | 0 | 0 | 0 | 0 | 0 | 0
|  |  | Manual Loss Input: | 0 | 0 | 0 | 0 | 0 | 0 | 0 | 0 | 0 | 0 | 0 | 0 | 0 | 0 | 0 | 0 | 0 | 0 | 0 | 0 | 0 | 0 | 0 | 0 | 0 | 0 | 0 | 0 | 0 | 0 | 0 | 0 | 0 | 0 | 0 | 0 | 0 | 0 | 0 | 0 | 0
|  |  | TOTAL: | 0 | 0 | 0 | 0 | 0 | 0 | 0 | 0 | 0 | 0 | 0 | 0 | 0 | 0 | 0 | 0 | 0 | 0 | 0 | 0 | 0 | 0 | 0 | 0 | 0 | 0 | 0 | 0 | 0 | 0 | 0 | 0 | 0 | 0 | 0 | 0 | 0 | 0 | 0 | 0 | 0
Source:
11 | Transmission Peak Line Losses:
(yes or no)
|  | Transmission Losses @ ISD: | 0 | Future losses based on Growth Loss Factor 1 2015: Future losses based on Growth Loss Factor; Yes 4 2018: Yes; (if no, manually input the Losses in the corresponding year) 5 2019: (if no, manually input the Losses in the corresponding year)
|  |  |  | 1 | 2 | 3 | 4 | 5 | 6 | 7 | 8 | 9 | 10 | 11 | 12 | 13 | 14 | 15 | 16 | 17 | 18 | 19 | 20 | 21 | 22 | 23 | 24 | 25 | 26 | 27 | 28 | 29 | 30 | 31 | 32 | 33 | 34 | 35 | 36 | 37 | 38 | 39 | 40 | 41
|  |  |  | 2015 | 2016 | 2017 | 2018 | 2019 | 2020 | 2021 | 2022 | 2023 | 2024 | 2025 | 2026 | 2027 | 2028 | 2029 | 2030 | 2031 | 2032 | 2033 | 2034 | 2035 | 2036 | 2037 | 2038 | 2039 | 2040 | 2041 | 2042 | 2043 | 2044 | 2045 | 2046 | 2047 | 2048 | 2049 | 2050 | 2051 | 2052 | 2053 | 2054 | 2055
|  |  | Transmission Peak Losses: | 0 | 0 | 0 | 0 | 0 | 0 | 0 | 0 | 0 | 0 | 0 | 0 | 0 | 0 | 0 | 0 | 0 | 0 | 0 | 0 | 0 | 0 | 0 | 0 | 0 | 0 | 0 | 0 | 0 | 0 | 0 | 0 | 0 | 0 | 0 | 0 | 0 | 0 | 0 | 0 | 0
|  |  | Manual Input: | 0 | 0 | 0 | 0 | 0 | 0 | 0 | 0 | 0 | 0 | 0 | 0 | 0 | 0 | 0 | 0 | 0 | 0 | 0 | 0 | 0 | 0 | 0 | 0 | 0 | 0 | 0 | 0 | 0 | 0 | 0 | 0 | 0 | 0 | 0 | 0 | 0 | 0 | 0 | 0 | 0
|  |  | TOTAL: | 0 | 0 | 0 | 0 | 0 | 0 | 0 | 0 | 0 | 0 | 0 | 0 | 0 | 0 | 0 | 0 | 0 | 0 | 0 | 0 | 0 | 0 | 0 | 0 | 0 | 0 | 0 | 0 | 0 | 0 | 0 | 0 | 0 | 0 | 0 | 0 | 0 | 0 | 0 | 0 | 0
Source:
12 | Cost of Energy: |  | 2015 | Future losses based on Growth Loss Factor 1 2015: 2016; Future losses based on Growth Loss Factor 2 2016: 2017; Future losses based on Growth Loss Factor 3 2017: 2018; Yes 4 2018: 2019; (if no, manually input the Losses in the corresponding year) 5 2019: Escalation therafter
| Power Pool Energy Price ($/MWh) |  | 70.875 | Future losses based on Growth Loss Factor 1 2015: 51.5; Future losses based on Growth Loss Factor 2 2016: 47.5; Future losses based on Growth Loss Factor 3 2017: 51; Yes 4 2018: 54.5; (if no, manually input the Losses in the corresponding year) 5 2019: 2%
| Source: | Chase Energy Report dated May 2, 2013
13 | Distribution Line Loss Calculation:
(Peak Losses x (LF)^1.912 x 8,760 x Price)
|  |  |  | 2015 | 2016 | 2017 | 2018 | 2019 | 2020 | 2021 | 2022 | 2023 | 2024 | 2025 | 2026 | 2027 | 2028 | 2029 | 2030 | 2031 | 2032 | 2033 | 2034 | 2035 | 2036 | 2037 | 2038 | 2039 | 2040 | 2041 | 2042 | 2043 | 2044 | 2045 | 2046 | 2047 | 2048 | 2049 | 2050 | 2051 | 2052 | 2053 | 2054 | 2055
|  |  |  | 1 | 2 | 3 | 4 | 5 | 6 | 7 | 8 | 9 | 10 | 11 | 12 | 13 | 14 | 15 | 16 | 17 | 18 | 19 | 20 | 21 | 22 | 23 | 24 | 25 | 26 | 27 | 28 | 29 | 30 | 31 | 32 | 33 | 34 | 35 | 36 | 37 | 38 | 39 | 40 | 41
|  | Line Losses (kW.h) |  | 0 | 0 | 0 | 0 | 0 | 0 | 0 | 0 | 0 | 0 | 0 | 0 | 0 | 0 | 0 | 0 | 0 | 0 | 0 | 0 | 0 | 0 | 0 | 0 | 0 | 0 | 0 | 0 | 0 | 0 | 0 | 0 | 0 | 0 | 0 | 0 | 0 | 0 | 0 | 0 | 0
|  | Cost of Energy (Nom$/kWh) |  | 0.070875 | 0.0515 | 0.0475 | 0.051 | 0.0545 | 0.05559 | 0.056702 | 0.057836 | 0.058993 | 0.060172 | 0.061376 | 0.062603 | 0.063855 | 0.065133 | 0.066435 | 0.067764 | 0.069119 | 0.070502 | 0.071912 | 0.07335 | 0.074817 | 0.076313 | 0.077839 | 0.079396 | 0.080984 | 0.082604 | 0.084256 | 0.085941 | 0.08766 | 0.089413 | 0.091201 | 0.093025 | 0.094886 | 0.096784 | 0.098719 | 0.10069 | 0.10271 | 0.10476 | 0.10686 | 0.10899 | 0.11117
|  | Line Loss Value (Nom$) |  | 0 | 0 | 0 | 0 | 0 | 0 | 0 | 0 | 0 | 0 | 0 | 0 | 0 | 0 | 0 | 0 | 0 | 0 | 0 | 0 | 0 | 0 | 0 | 0 | 0 | 0 | 0 | 0 | 0 | 0 | 0 | 0 | 0 | 0 | 0 | 0 | 0 | 0 | 0 | 0 | 0
14 | Transmission Line Loss Calculation:
(Peak Losses x (LF)^1.912 x 8,760 x Price)
|  |  |  | 2015 | 2016 | 2017 | 2018 | 2019 | 2020 | 2021 | 2022 | 2023 | 2024 | 2025 | 2026 | 2027 | 2028 | 2029 | 2030 | 2031 | 2032 | 2033 | 2034 | 2035 | 2036 | 2037 | 2038 | 2039 | 2040 | 2041 | 2042 | 2043 | 2044 | 2045 | 2046 | 2047 | 2048 | 2049 | 2050 | 2051 | 2052 | 2053 | 2054 | 2055
|  |  |  | 1 | 2 | 3 | 4 | 5 | 6 | 7 | 8 | 9 | 10 | 11 | 12 | 13 | 14 | 15 | 16 | 17 | 18 | 19 | 20 | 21 | 22 | 23 | 24 | 25 | 26 | 27 | 28 | 29 | 30 | 31 | 32 | 33 | 34 | 35 | 36 | 37 | 38 | 39 | 40 | 41
|  | Line Losses (kW.h) |  | 0 | 0 | 0 | 0 | 0 | 0 | 0 | 0 | 0 | 0 | 0 | 0 | 0 | 0 | 0 | 0 | 0 | 0 | 0 | 0 | 0 | 0 | 0 | 0 | 0 | 0 | 0 | 0 | 0 | 0 | 0 | 0 | 0 | 0 | 0 | 0 | 0 | 0 | 0 | 0 | 0
|  | Cost of Energy (Nom$/kWh) |  | 0.070875 | 0.0515 | 0.0475 | 0.051 | 0.0545 | 0.05559 | 0.056702 | 0.057836 | 0.058993 | 0.060172 | 0.061376 | 0.062603 | 0.063855 | 0.065133 | 0.066435 | 0.067764 | 0.069119 | 0.070502 | 0.071912 | 0.07335 | 0.074817 | 0.076313 | 0.077839 | 0.079396 | 0.080984 | 0.082604 | 0.084256 | 0.085941 | 0.08766 | 0.089413 | 0.091201 | 0.093025 | 0.094886 | 0.096784 | 0.098719 | 0.10069 | 0.10271 | 0.10476 | 0.10686 | 0.10899 | 0.11117
|  | Line Loss Value (Nom$) |  | 0 | 0 | 0 | 0 | 0 | 0 | 0 | 0 | 0 | 0 | 0 | 0 | 0 | 0 | 0 | 0 | 0 | 0 | 0 | 0 | 0 | 0 | 0 | 0 | 0 | 0 | 0 | 0 | 0 | 0 | 0 | 0 | 0 | 0 | 0 | 0 | 0 | 0 | 0 | 0 | 0
15 | Insurance and Property Tax: |  |  | 2016 2: Include Ins. & Prop. Tax:; 2017 3: No; 2018 4: (yes or no)
Insurance and property tax is a percentage of property in service on an annual basis.
|  |  |  | Property Tax | Insurance
| Transmission |  |  | 2015 1: 0.914%; 2016 2: 0.127%
| Distribution |  |  | 2015 1: 0.235%; 2016 2: 0.082%
| Communication |  |  | 2015 1: 0.966%; 2016 2: 0.116%
| Distribution Other |  |  | 2015 1: 0.076%; 2016 2: 0.078%
|  |  |  | 2015 | 2016 | 2017 | 2018 | 2019 | 2020 | 2021 | 2022 | 2023 | 2024 | 2025 | 2026 | 2027 | 2028 | 2029 | 2030 | 2031 | 2032 | 2033 | 2034 | 2035 | 2036 | 2037 | 2038 | 2039 | 2040 | 2041 | 2042 | 2043 | 2044 | 2045 | 2046 | 2047 | 2048 | 2049 | 2050 | 2051 | 2052 | 2053 | 2054 | 2055
|  | Year: |  | 1 | 2 | 3 | 4 | 5 | 6 | 7 | 8 | 9 | 10 | 11 | 12 | 13 | 14 | 15 | 16 | 17 | 18 | 19 | 20 | 21 | 22 | 23 | 24 | 25 | 26 | 27 | 28 | 29 | 30 | 31 | 32 | 33 | 34 | 35 | 36 | 37 | 38 | 39 | 40 | 41
|  | Generation |  | 0 | 0 | 0 | 0 | 0 | 0 | 0 | 0 | 0 | 0 | 0 | 0 | 0 | 0 | 0 | 0 | 0 | 0 | 0 | 0 | 0 | 0 | 0 | 0 | 0 | 0 | 0 | 0 | 0 | 0 | 0 | 0 | 0 | 0 | 0 | 0 | 0 | 0 | 0 | 0 | 0
|  | Distribution |  | 0 | 0 | 0 | 0 | 0 | 0 | 0 | 0 | 0 | 0 | 0 | 0 | 0 | 0 | 0 | 0 | 0 | 0 | 0 | 0 | 0 | 0 | 0 | 0 | 0 | 0 | 0 | 0 | 0 | 0 | 0 | 0 | 0 | 0 | 0 | 0 | 0 | 0 | 0 | 0 | 0
|  | Distribution Communications |  | 0 | 0 | 0 | 0 | 0 | 0 | 0 | 0 | 0 | 0 | 0 | 0 | 0 | 0 | 0 | 0 | 0 | 0 | 0 | 0 | 0 | 0 | 0 | 0 | 0 | 0 | 0 | 0 | 0 | 0 | 0 | 0 | 0 | 0 | 0 | 0 | 0 | 0 | 0 | 0 | 0
|  | Transmission Communications |  | 0 | 0 | 0 | 0 | 0 | 0 | 0 | 0 | 0 | 0 | 0 | 0 | 0 | 0 | 0 | 0 | 0 | 0 | 0 | 0 | 0 | 0 | 0 | 0 | 0 | 0 | 0 | 0 | 0 | 0 | 0 | 0 | 0 | 0 | 0 | 0 | 0 | 0 | 0 | 0 | 0
|  | Distribution Other |  | 0 | 0 | 0 | 0 | 0 | 0 | 0 | 0 | 0 | 0 | 0 | 0 | 0 | 0 | 0 | 0 | 0 | 0 | 0 | 0 | 0 | 0 | 0 | 0 | 0 | 0 | 0 | 0 | 0 | 0 | 0 | 0 | 0 | 0 | 0 | 0 | 0 | 0 | 0 | 0 | 0
|  | Total |  | 0 | 0 | 0 | 0 | 0 | 0 | 0 | 0 | 0 | 0 | 0 | 0 | 0 | 0 | 0 | 0 | 0 | 0 | 0 | 0 | 0 | 0 | 0 | 0 | 0 | 0 | 0 | 0 | 0 | 0 | 0 | 0 | 0 | 0 | 0 | 0 | 0 | 0 | 0 | 0 | 0
Source: O&M Insurance and Tax Rates calculation. Product Support
16 | Salvage and Early Retirement:
In the event some equipment must be retired early, the NBV will be treated as an increase to accumulated depreciation, hence an increase to project costs.
Salvage costs are included in the depreciation expense.
Re-deployed assets have no effect in this analysis. (Manual input)
|  |  |  | 2015 | 2016 | 2017 | 2018 | 2019 | 2020 | 2021 | 2022 | 2023 | 2024 | 2025 | 2026 | 2027 | 2028 | 2029 | 2030 | 2031 | 2032 | 2033 | 2034 | 2035 | 2036 | 2037 | 2038 | 2039 | 2040 | 2041 | 2042 | 2043 | 2044 | 2045 | 2046 | 2047 | 2048 | 2049 | 2050 | 2051 | 2052 | 2053 | 2054 | 2055
|  | Year: |  | 1 | 2 | 3 | 4 | 5 | 6 | 7 | 8 | 9 | 10 | 11 | 12 | 13 | 14 | 15 | 16 | 17 | 18 | 19 | 20 | 21 | 22 | 23 | 24 | 25 | 26 | 27 | 28 | 29 | 30 | 31 | 32 | 33 | 34 | 35 | 36 | 37 | 38 | 39 | 40 | 41
|  | Generation NBV |  | 0 | 0 | 0 | 0 | 0 | 0 | 0 | 0 | 0 | 0 | 0 | 0 | 0 | 0 | 0 | 0 | 0 | 0 | 0 | 0 | 0 | 0 | 0 | 0 | 0 | 0 | 0 | 0 | 0 | 0 | 0 | 0 | 0 | 0 | 0 | 0 | 0 | 0 | 0 | 0 | 0
|  | Distribution NBV |  | 0 | 0 | 0 | 0 | 0 | 0 | 0 | 0 | 0 | 0 | 0 | 0 | 0 | 0 | 0 | 0 | 0 | 0 | 0 | 0 | 0 | 0 | 0 | 0 | 0 | 0 | 0 | 0 | 0 | 0 | 0 | 0 | 0 | 0 | 0 | 0 | 0 | 0 | 0 | 0 | 0
|  | Distribution Communications NBV |  | 0 | 0 | 0 | 0 | 0 | 0 | 0 | 0 | 0 | 0 | 0 | 0 | 0 | 0 | 0 | 0 | 0 | 0 | 0 | 0 | 0 | 0 | 0 | 0 | 0 | 0 | 0 | 0 | 0 | 0 | 0 | 0 | 0 | 0 | 0 | 0 | 0 | 0 | 0 | 0 | 0
|  | Transmission Communications NBV |  | 0 | 0 | 0 | 0 | 0 | 0 | 0 | 0 | 0 | 0 | 0 | 0 | 0 | 0 | 0 | 0 | 0 | 0 | 0 | 0 | 0 | 0 | 0 | 0 | 0 | 0 | 0 | 0 | 0 | 0 | 0 | 0 | 0 | 0 | 0 | 0 | 0 | 0 | 0 | 0 | 0
|  | Distribution Other NBV |  | 0 | 0 | 0 | 0 | 0 | 0 | 0 | 0 | 0 | 0 | 0 | 0 | 0 | 0 | 0 | 0 | 0 | 0 | 0 | 0 | 0 | 0 | 0 | 0 | 0 | 0 | 0 | 0 | 0 | 0 | 0 | 0 | 0 | 0 | 0 | 0 | 0 | 0 | 0 | 0 | 0
|  | Total |  | 0 | 0 | 0 | 0 | 0 | 0 | 0 | 0 | 0 | 0 | 0 | 0 | 0 | 0 | 0 | 0 | 0 | 0 | 0 | 0 | 0 | 0 | 0 | 0 | 0 | 0 | 0 | 0 | 0 | 0 | 0 | 0 | 0 | 0 | 0 | 0 | 0 | 0 | 0 | 0 | 0
Source:

## DIST1 (hidden)
Lease of Equipment from ATCO Gas
0
Distribution Cost Impact
Base Year Is: | 2015
# Years of Revenue: | 11
Years of Costs: | r | <== "R" for same as Revenues, "L" for asset Life
Prepared By:
REVENUE CALCULATION: | c | <== "S" for Standard $/kw, "C" for Calculated amount.
| 2015 | 2016 | 2017 | 2018 | 2019 | 2020 | 2021 | 2022 | 2023 | 2024 | 2025 | 2026 | 2027 | 2028 | 2029 | 2030 | 2031 | 2032 | 2033 | 2034 | 2035 | 2036 | 2037 | 2038 | 2039 | 2040 | 2041 | 2042 | 2043 | 2044 | 2045 | 2046 | 2047 | 2048 | 2049 | 2050 | 2051 | 2052 | 2053 | 2054 | 2055
Descriptions (8) Below: | 1 | 2 | 3 | 4 | 5 | 6 | 7 | 8 | 9 | 10 | 11 | 12 | 13 | 14 | 15 | 16 | 17 | 18 | 19 | 20 | 21 | 22 | 23 | 24 | 25 | 26 | 27 | 28 | 29 | 30 | 31 | 32 | 33 | 34 | 35 | 36 | 37 | 38 | 39 | 40 | 41
These field are not required
Total Revenue: | 0 | 0 | 0 | 0 | 0 | 0 | 0 | 0 | 0 | 0 | 0 | 0 | 0 | 0 | 0 | 0 | 0 | 0 | 0 | 0 | 0 | 0 | 0 | 0 | 0 | 0 | 0 | 0 | 0 | 0 | 0 | 0 | 0 | 0 | 0 | 0 | 0 | 0 | 0 | 0 | 0
CAPITAL EXPENDITURES (mid-year): | 2015 | 2016 | 2017 | 2018 | 2019 | 2020 | 2021 | 2022 | 2023 | 2024 | 2025 | 2026 | 2027 | 2028 | 2029 | 2030 | 2031 | 2032 | 2033 | 2034 | 2035 | 2036 | 2037 | 2038 | 2039 | 2040 | 2041 | 2042 | 2043 | 2044 | 2045 | 2046 | 2047 | 2048 | 2049 | 2050 | 2051 | 2052 | 2053 | 2054 | 2055
Descriptions (8) Below: | 1 | 2 | 3 | 4 | 5 | 6 | 7 | 8 | 9 | 10 | 11 | 12 | 13 | 14 | 15 | 16 | 17 | 18 | 19 | 20 | 21 | 22 | 23 | 24 | 25 | 26 | 27 | 28 | 29 | 30 | 31 | 32 | 33 | 34 | 35 | 36 | 37 | 38 | 39 | 40 | 41
1) | 0 | 0 | 0 | 0 | 0 | 0 | 0 | 0 | 0 | 0 | 0 | 0 | 0 | 0 | 0 | 0 | 0 | 0 | 0 | 0 | 0 | 0 | 0 | 0 | 0 | 0 | 0 | 0 | 0 | 0 | 0 | 0 | 0 | 0 | 0 | 0 | 0 | 0 | 0 | 0 | 0
2) | 0 | 0 | 0 | 0 | 0 | 0 | 0 | 0 | 0 | 0 | 0 | 0 | 0 | 0 | 0 | 0 | 0 | 0 | 0 | 0 | 0 | 0 | 0 | 0 | 0 | 0 | 0 | 0 | 0 | 0 | 0 | 0 | 0 | 0 | 0 | 0 | 0 | 0 | 0 | 0 | 0
3) Distribution | 0 | 0 | 0 | 0 | 0 | 0 | 0 | 0 | 0 | 0 | 0 | 0 | 0 | 0 | 0 | 0 | 0 | 0 | 0 | 0 | 0 | 0 | 0 | 0 | 0 | 0 | 0 | 0 | 0 | 0 | 0 | 0 | 0 | 0 | 0 | 0 | 0 | 0 | 0 | 0 | 0
4) | 0 | 0 | 0 | 0 | 0 | 0 | 0 | 0 | 0 | 0 | 0 | 0 | 0 | 0 | 0 | 0 | 0 | 0 | 0 | 0 | 0 | 0 | 0 | 0 | 0 | 0 | 0 | 0 | 0 | 0 | 0 | 0 | 0 | 0 | 0 | 0 | 0 | 0 | 0 | 0 | 0
5) Distribution Communication | 0 | 0 | 0 | 0 | 0 | 0 | 0 | 0 | 0 | 0 | 0 | 0 | 0 | 0 | 0 | 0 | 0 | 0 | 0 | 0 | 0 | 0 | 0 | 0 | 0 | 0 | 0 | 0 | 0 | 0 | 0 | 0 | 0 | 0 | 0 | 0 | 0 | 0 | 0 | 0 | 0
6) | 0 | 0 | 0 | 0 | 0 | 0 | 0 | 0 | 0 | 0 | 0 | 0 | 0 | 0 | 0 | 0 | 0 | 0 | 0 | 0 | 0 | 0 | 0 | 0 | 0 | 0 | 0 | 0 | 0 | 0 | 0 | 0 | 0 | 0 | 0 | 0 | 0 | 0 | 0 | 0 | 0
7) Distribution Other | 0 | 0 | 0 | 0 | 0 | 0 | 0 | 0 | 0 | 0 | 0 | 0 | 0 | 0 | 0 | 0 | 0 | 0 | 0 | 0 | 0 | 0 | 0 | 0 | 0 | 0 | 0 | 0 | 0 | 0 | 0 | 0 | 0 | 0 | 0 | 0 | 0 | 0 | 0 | 0 | 0
8) | 0 | 0 | 0 | 0 | 0 | 0 | 0 | 0 | 0 | 0 | 0 | 0 | 0 | 0 | 0 | 0 | 0 | 0 | 0 | 0 | 0 | 0 | 0 | 0 | 0 | 0 | 0 | 0 | 0 | 0 | 0 | 0 | 0 | 0 | 0 | 0 | 0 | 0 | 0 | 0 | 0
Total | 0 | 0 | 0 | 0 | 0 | 0 | 0 | 0 | 0 | 0 | 0 | 0 | 0 | 0 | 0 | 0 | 0 | 0 | 0 | 0 | 0 | 0 | 0 | 0 | 0 | 0 | 0 | 0 | 0 | 0 | 0 | 0 | 0 | 0 | 0 | 0 | 0 | 0 | 0 | 0 | 0
O&M EXPENDITURES: | 2015 | 2016 | 2017 | 2018 | 2019 | 2020 | 2021 | 2022 | 2023 | 2024 | 2025 | 2026 | 2027 | 2028 | 2029 | 2030 | 2031 | 2032 | 2033 | 2034 | 2035 | 2036 | 2037 | 2038 | 2039 | 2040 | 2041 | 2042 | 2043 | 2044 | 2045 | 2046 | 2047 | 2048 | 2049 | 2050 | 2051 | 2052 | 2053 | 2054 | 2055
Descriptions (8) Below: | 1 | 2 | 3 | 4 | 5 | 6 | 7 | 8 | 9 | 10 | 11 | 12 | 13 | 14 | 15 | 16 | 17 | 18 | 19 | 20 | 21 | 22 | 23 | 24 | 25 | 26 | 27 | 28 | 29 | 30 | 31 | 32 | 33 | 34 | 35 | 36 | 37 | 38 | 39 | 40 | 41
1) Incremental O&M Costs | 0 | 0 | 0 | 0 | 0 | 0 | 0 | 0 | 0 | 0 | 0 | 0 | 0 | 0 | 0 | 0 | 0 | 0 | 0 | 0 | 0 | 0 | 0 | 0 | 0 | 0 | 0 | 0 | 0 | 0 | 0 | 0 | 0 | 0 | 0 | 0 | 0 | 0 | 0 | 0 | 0
2) Incremental O&M Savings | 0 | 0 | 0 | 0 | 0 | 0 | 0 | 0 | 0 | 0 | 0 | 0 | 0 | 0 | 0 | 0 | 0 | 0 | 0 | 0 | 0 | 0 | 0 | 0 | 0 | 0 | 0 | 0 | 0 | 0 | 0 | 0 | 0 | 0 | 0 | 0 | 0 | 0 | 0 | 0 | 0
3) Energy Losses | 0 | 0 | 0 | 0 | 0 | 0 | 0 | 0 | 0 | 0 | 0 | 0 | 0 | 0 | 0 | 0 | 0 | 0 | 0 | 0 | 0 | 0 | 0 | 0 | 0 | 0 | 0 | 0 | 0 | 0 | 0 | 0 | 0 | 0 | 0 | 0 | 0 | 0 | 0 | 0 | 0
4) Insurance & Property Tax | 0 | 0 | 0 | 0 | 0 | 0 | 0 | 0 | 0 | 0 | 0 | 0 | 0 | 0 | 0 | 0 | 0 | 0 | 0 | 0 | 0 | 0 | 0 | 0 | 0 | 0 | 0 | 0 | 0 | 0 | 0 | 0 | 0 | 0 | 0 | 0 | 0 | 0 | 0 | 0 | 0
5) Early Retirement | 0 | 0 | 0 | 0 | 0 | 0 | 0 | 0 | 0 | 0 | 0 | 0 | 0 | 0 | 0 | 0 | 0 | 0 | 0 | 0 | 0 | 0 | 0 | 0 | 0 | 0 | 0 | 0 | 0 | 0 | 0 | 0 | 0 | 0 | 0 | 0 | 0 | 0 | 0 | 0 | 0
6) | 0 | 0 | 0 | 0 | 0 | 0 | 0 | 0 | 0 | 0 | 0 | 0 | 0 | 0 | 0 | 0 | 0 | 0 | 0 | 0 | 0 | 0 | 0 | 0 | 0 | 0 | 0 | 0 | 0 | 0 | 0 | 0 | 0 | 0 | 0 | 0 | 0 | 0 | 0 | 0 | 0
7) | 0 | 0 | 0 | 0 | 0 | 0 | 0 | 0 | 0 | 0 | 0 | 0 | 0 | 0 | 0 | 0 | 0 | 0 | 0 | 0 | 0 | 0 | 0 | 0 | 0 | 0 | 0 | 0 | 0 | 0 | 0 | 0 | 0 | 0 | 0 | 0 | 0 | 0 | 0 | 0 | 0
8) | 0 | 0 | 0 | 0 | 0 | 0 | 0 | 0 | 0 | 0 | 0 | 0 | 0 | 0 | 0 | 0 | 0 | 0 | 0 | 0 | 0 | 0 | 0 | 0 | 0 | 0 | 0 | 0 | 0 | 0 | 0 | 0 | 0 | 0 | 0 | 0 | 0 | 0 | 0 | 0 | 0
Total | 0 | 0 | 0 | 0 | 0 | 0 | 0 | 0 | 0 | 0 | 0 | 0 | 0 | 0 | 0 | 0 | 0 | 0 | 0 | 0 | 0 | 0 | 0 | 0 | 0 | 0 | 0 | 0 | 0 | 0 | 0 | 0 | 0 | 0 | 0 | 0 | 0 | 0 | 0 | 0 | 0
DEPRECIATION RATES: |  |  | FINANCIAL DATA
1) |  |  |  | Return | Ratio | B.T. Cost | A.T. Cost
2) |  |  | Debt | 5.739% | 60% | 3.444% | 3.444%
3) Distribution | 5% |  | Preferred | 0% | 0% | 0% | 0%
4) |  |  | Common | 8.75% | 40% | 5% | 3.5%
5) Distribution Communication | 0% |  | TOTALS |  |  | 8.444% | 6.944%
6)
7) Distribution Other | 0%
8) |  |  |  | INCOME TAX: |  | 30%
WORKING MODEL BEGINS
Lease of Equipment from ATCO Gas
0 | [9 empty] | Printed: | 2014-10-24 11:05
Distribution Cost Impact
Year | 2015 | 2016 | 2017 | 2018 | 2019 | 2020 | 2021 | 2022 | 2023 | 2024 | 2025 | 2026 | 2027 | 2028 | 2029 | 2030 | 2031 | 2032 | 2033 | 2034 | 2035 | 2036 | 2037 | 2038 | 2039 | 2040 | 2041 | 2042 | 2043 | 2044 | 2045 | 2046 | 2047 | 2048 | 2049 | 2050 | 2051 | 2052 | 2053 | 2054 | 2055
REVENUES: | 1 | 2 | 3 | 4 | 5 | 6 | 7 | 8 | 9 | 10 | 11 | 12 | 13 | 14 | 15 | 16 | 17 | 18 | 19 | 20 | 21 | 22 | 23 | 24 | 25 | 26 | 27 | 28 | 29 | 30 | 31 | 32 | 33 | 34 | 35 | 36 | 37 | 38 | 39 | 40 | 41
These field are not required | 0 | 0 | 0 | 0 | 0 | 0 | 0 | 0 | 0 | 0 | 0 | 0 | 0 | 0 | 0 | 0 | 0 | 0 | 0 | 0 | 0 | 0 | 0 | 0 | 0 | 0 | 0 | 0 | 0 | 0 | 0 | 0 | 0 | 0 | 0 | 0 | 0 | 0 | 0 | 0 | 0
| 0 | 0 | 0 | 0 | 0 | 0 | 0 | 0 | 0 | 0 | 0 | 0 | 0 | 0 | 0 | 0 | 0 | 0 | 0 | 0 | 0 | 0 | 0 | 0 | 0 | 0 | 0 | 0 | 0 | 0 | 0 | 0 | 0 | 0 | 0 | 0 | 0 | 0 | 0 | 0 | 0
| 0 | 0 | 0 | 0 | 0 | 0 | 0 | 0 | 0 | 0 | 0 | 0 | 0 | 0 | 0 | 0 | 0 | 0 | 0 | 0 | 0 | 0 | 0 | 0 | 0 | 0 | 0 | 0 | 0 | 0 | 0 | 0 | 0 | 0 | 0 | 0 | 0 | 0 | 0 | 0 | 0
| 0 | 0 | 0 | 0 | 0 | 0 | 0 | 0 | 0 | 0 | 0 | 0 | 0 | 0 | 0 | 0 | 0 | 0 | 0 | 0 | 0 | 0 | 0 | 0 | 0 | 0 | 0 | 0 | 0 | 0 | 0 | 0 | 0 | 0 | 0 | 0 | 0 | 0 | 0 | 0 | 0
| 0 | 0 | 0 | 0 | 0 | 0 | 0 | 0 | 0 | 0 | 0 | 0 | 0 | 0 | 0 | 0 | 0 | 0 | 0 | 0 | 0 | 0 | 0 | 0 | 0 | 0 | 0 | 0 | 0 | 0 | 0 | 0 | 0 | 0 | 0 | 0 | 0 | 0 | 0 | 0 | 0
| 0 | 0 | 0 | 0 | 0 | 0 | 0 | 0 | 0 | 0 | 0 | 0 | 0 | 0 | 0 | 0 | 0 | 0 | 0 | 0 | 0 | 0 | 0 | 0 | 0 | 0 | 0 | 0 | 0 | 0 | 0 | 0 | 0 | 0 | 0 | 0 | 0 | 0 | 0 | 0 | 0
| 0 | 0 | 0 | 0 | 0 | 0 | 0 | 0 | 0 | 0 | 0 | 0 | 0 | 0 | 0 | 0 | 0 | 0 | 0 | 0 | 0 | 0 | 0 | 0 | 0 | 0 | 0 | 0 | 0 | 0 | 0 | 0 | 0 | 0 | 0 | 0 | 0 | 0 | 0 | 0 | 0
| 0 | 0 | 0 | 0 | 0 | 0 | 0 | 0 | 0 | 0 | 0 | 0 | 0 | 0 | 0 | 0 | 0 | 0 | 0 | 0 | 0 | 0 | 0 | 0 | 0 | 0 | 0 | 0 | 0 | 0 | 0 | 0 | 0 | 0 | 0 | 0 | 0 | 0 | 0 | 0 | 0
Total Revenue: | 0 | 0 | 0 | 0 | 0 | 0 | 0 | 0 | 0 | 0 | 0 | 0 | 0 | 0 | 0 | 0 | 0 | 0 | 0 | 0 | 0 | 0 | 0 | 0 | 0 | 0 | 0 | 0 | 0 | 0 | 0 | 0 | 0 | 0 | 0 | 0 | 0 | 0 | 0 | 0 | 0
CAPITAL: | 1 | 2 | 3 | 4 | 5 | 6 | 7 | 8 | 9 | 10 | 11 | 12 | 13 | 14 | 15 | 16 | 17 | 18 | 19 | 20 | 21 | 22 | 23 | 24 | 25 | 26 | 27 | 28 | 29 | 30 | 31 | 32 | 33 | 34 | 35 | 36 | 37 | 38 | 39 | 40 | 41
1) | 0 | 0 | 0 | 0 | 0 | 0 | 0 | 0 | 0 | 0 | 0 | 0 | 0 | 0 | 0 | 0 | 0 | 0 | 0 | 0 | 0 | 0 | 0 | 0 | 0 | 0 | 0 | 0 | 0 | 0 | 0 | 0 | 0 | 0 | 0 | 0 | 0 | 0 | 0 | 0 | 0
2) | 0 | 0 | 0 | 0 | 0 | 0 | 0 | 0 | 0 | 0 | 0 | 0 | 0 | 0 | 0 | 0 | 0 | 0 | 0 | 0 | 0 | 0 | 0 | 0 | 0 | 0 | 0 | 0 | 0 | 0 | 0 | 0 | 0 | 0 | 0 | 0 | 0 | 0 | 0 | 0 | 0
3) Distribution | 0 | 0 | 0 | 0 | 0 | 0 | 0 | 0 | 0 | 0 | 0 | 0 | 0 | 0 | 0 | 0 | 0 | 0 | 0 | 0 | 0 | 0 | 0 | 0 | 0 | 0 | 0 | 0 | 0 | 0 | 0 | 0 | 0 | 0 | 0 | 0 | 0 | 0 | 0 | 0 | 0
4) | 0 | 0 | 0 | 0 | 0 | 0 | 0 | 0 | 0 | 0 | 0 | 0 | 0 | 0 | 0 | 0 | 0 | 0 | 0 | 0 | 0 | 0 | 0 | 0 | 0 | 0 | 0 | 0 | 0 | 0 | 0 | 0 | 0 | 0 | 0 | 0 | 0 | 0 | 0 | 0 | 0
5) Distribution Communication | 0 | 0 | 0 | 0 | 0 | 0 | 0 | 0 | 0 | 0 | 0 | 0 | 0 | 0 | 0 | 0 | 0 | 0 | 0 | 0 | 0 | 0 | 0 | 0 | 0 | 0 | 0 | 0 | 0 | 0 | 0 | 0 | 0 | 0 | 0 | 0 | 0 | 0 | 0 | 0 | 0
6) | 0 | 0 | 0 | 0 | 0 | 0 | 0 | 0 | 0 | 0 | 0 | 0 | 0 | 0 | 0 | 0 | 0 | 0 | 0 | 0 | 0 | 0 | 0 | 0 | 0 | 0 | 0 | 0 | 0 | 0 | 0 | 0 | 0 | 0 | 0 | 0 | 0 | 0 | 0 | 0 | 0
7) Distribution Other | 0 | 0 | 0 | 0 | 0 | 0 | 0 | 0 | 0 | 0 | 0 | 0 | 0 | 0 | 0 | 0 | 0 | 0 | 0 | 0 | 0 | 0 | 0 | 0 | 0 | 0 | 0 | 0 | 0 | 0 | 0 | 0 | 0 | 0 | 0 | 0 | 0 | 0 | 0 | 0 | 0
8) | 0 | 0 | 0 | 0 | 0 | 0 | 0 | 0 | 0 | 0 | 0 | 0 | 0 | 0 | 0 | 0 | 0 | 0 | 0 | 0 | 0 | 0 | 0 | 0 | 0 | 0 | 0 | 0 | 0 | 0 | 0 | 0 | 0 | 0 | 0 | 0 | 0 | 0 | 0 | 0 | 0
Total Capital | 0 | 0 | 0 | 0 | 0 | 0 | 0 | 0 | 0 | 0 | 0 | 0 | 0 | 0 | 0 | 0 | 0 | 0 | 0 | 0 | 0 | 0 | 0 | 0 | 0 | 0 | 0 | 0 | 0 | 0 | 0 | 0 | 0 | 0 | 0 | 0 | 0 | 0 | 0 | 0 | 0
O&M: | 1 | 2 | 3 | 4 | 5 | 6 | 7 | 8 | 9 | 10 | 11 | 12 | 13 | 14 | 15 | 16 | 17 | 18 | 19 | 20 | 21 | 22 | 23 | 24 | 25 | 26 | 27 | 28 | 29 | 30 | 31 | 32 | 33 | 34 | 35 | 36 | 37 | 38 | 39 | 40 | 41
1) Incremental O&M Costs | 0 | 0 | 0 | 0 | 0 | 0 | 0 | 0 | 0 | 0 | 0 | 0 | 0 | 0 | 0 | 0 | 0 | 0 | 0 | 0 | 0 | 0 | 0 | 0 | 0 | 0 | 0 | 0 | 0 | 0 | 0 | 0 | 0 | 0 | 0 | 0 | 0 | 0 | 0 | 0 | 0
2) Incremental O&M Savings | 0 | 0 | 0 | 0 | 0 | 0 | 0 | 0 | 0 | 0 | 0 | 0 | 0 | 0 | 0 | 0 | 0 | 0 | 0 | 0 | 0 | 0 | 0 | 0 | 0 | 0 | 0 | 0 | 0 | 0 | 0 | 0 | 0 | 0 | 0 | 0 | 0 | 0 | 0 | 0 | 0
3) Energy Losses | 0 | 0 | 0 | 0 | 0 | 0 | 0 | 0 | 0 | 0 | 0 | 0 | 0 | 0 | 0 | 0 | 0 | 0 | 0 | 0 | 0 | 0 | 0 | 0 | 0 | 0 | 0 | 0 | 0 | 0 | 0 | 0 | 0 | 0 | 0 | 0 | 0 | 0 | 0 | 0 | 0
4) Insurance & Property Tax | 0 | 0 | 0 | 0 | 0 | 0 | 0 | 0 | 0 | 0 | 0 | 0 | 0 | 0 | 0 | 0 | 0 | 0 | 0 | 0 | 0 | 0 | 0 | 0 | 0 | 0 | 0 | 0 | 0 | 0 | 0 | 0 | 0 | 0 | 0 | 0 | 0 | 0 | 0 | 0 | 0
5) Early Retirement | 0 | 0 | 0 | 0 | 0 | 0 | 0 | 0 | 0 | 0 | 0 | 0 | 0 | 0 | 0 | 0 | 0 | 0 | 0 | 0 | 0 | 0 | 0 | 0 | 0 | 0 | 0 | 0 | 0 | 0 | 0 | 0 | 0 | 0 | 0 | 0 | 0 | 0 | 0 | 0 | 0
6) | 0 | 0 | 0 | 0 | 0 | 0 | 0 | 0 | 0 | 0 | 0 | 0 | 0 | 0 | 0 | 0 | 0 | 0 | 0 | 0 | 0 | 0 | 0 | 0 | 0 | 0 | 0 | 0 | 0 | 0 | 0 | 0 | 0 | 0 | 0 | 0 | 0 | 0 | 0 | 0 | 0
7) | 0 | 0 | 0 | 0 | 0 | 0 | 0 | 0 | 0 | 0 | 0 | 0 | 0 | 0 | 0 | 0 | 0 | 0 | 0 | 0 | 0 | 0 | 0 | 0 | 0 | 0 | 0 | 0 | 0 | 0 | 0 | 0 | 0 | 0 | 0 | 0 | 0 | 0 | 0 | 0 | 0
8) | 0 | 0 | 0 | 0 | 0 | 0 | 0 | 0 | 0 | 0 | 0 | 0 | 0 | 0 | 0 | 0 | 0 | 0 | 0 | 0 | 0 | 0 | 0 | 0 | 0 | 0 | 0 | 0 | 0 | 0 | 0 | 0 | 0 | 0 | 0 | 0 | 0 | 0 | 0 | 0 | 0
Total O&M | 0 | 0 | 0 | 0 | 0 | 0 | 0 | 0 | 0 | 0 | 0 | 0 | 0 | 0 | 0 | 0 | 0 | 0 | 0 | 0 | 0 | 0 | 0 | 0 | 0 | 0 | 0 | 0 | 0 | 0 | 0 | 0 | 0 | 0 | 0 | 0 | 0 | 0 | 0 | 0 | 0
Lease of Equipment from ATCO Gas
0
Distribution Cost Impact
Year | 2015 | 2016 | 2017 | 2018 | 2019 | 2020 | 2021 | 2022 | 2023 | 2024 | 2025 | 2026 | 2027 | 2028 | 2029 | 2030 | 2031 | 2032 | 2033 | 2034 | 2035 | 2036 | 2037 | 2038 | 2039 | 2040 | 2041 | 2042 | 2043 | 2044 | 2045 | 2046 | 2047 | 2048 | 2049 | 2050 | 2051 | 2052 | 2053 | 2054 | 2055
YEARLY DEPRECIATION: | 1 | 2 | 3 | 4 | 5 | 6 | 7 | 8 | 9 | 10 | 11 | 12 | 13 | 14 | 15 | 16 | 17 | 18 | 19 | 20 | 21 | 22 | 23 | 24 | 25 | 26 | 27 | 28 | 29 | 30 | 31 | 32 | 33 | 34 | 35 | 36 | 37 | 38 | 39 | 40 | 41 | Rates
1) | 0 | 0 | 0 | 0 | 0 | 0 | 0 | 0 | 0 | 0 | 0 | 0 | 0 | 0 | 0 | 0 | 0 | 0 | 0 | 0 | 0 | 0 | 0 | 0 | 0 | 0 | 0 | 0 | 0 | 0 | 0 | 0 | 0 | 0 | 0 | 0 | 0 | 0 | 0 | 0 | 0 | 0%
2) | 0 | 0 | 0 | 0 | 0 | 0 | 0 | 0 | 0 | 0 | 0 | 0 | 0 | 0 | 0 | 0 | 0 | 0 | 0 | 0 | 0 | 0 | 0 | 0 | 0 | 0 | 0 | 0 | 0 | 0 | 0 | 0 | 0 | 0 | 0 | 0 | 0 | 0 | 0 | 0 | 0 | 0%
3) Distribution | 0 | 0 | 0 | 0 | 0 | 0 | 0 | 0 | 0 | 0 | 0 | 0 | 0 | 0 | 0 | 0 | 0 | 0 | 0 | 0 | 0 | 0 | 0 | 0 | 0 | 0 | 0 | 0 | 0 | 0 | 0 | 0 | 0 | 0 | 0 | 0 | 0 | 0 | 0 | 0 | 0 | 5%
4) | 0 | 0 | 0 | 0 | 0 | 0 | 0 | 0 | 0 | 0 | 0 | 0 | 0 | 0 | 0 | 0 | 0 | 0 | 0 | 0 | 0 | 0 | 0 | 0 | 0 | 0 | 0 | 0 | 0 | 0 | 0 | 0 | 0 | 0 | 0 | 0 | 0 | 0 | 0 | 0 | 0 | 0%
5) Distribution Communication | 0 | 0 | 0 | 0 | 0 | 0 | 0 | 0 | 0 | 0 | 0 | 0 | 0 | 0 | 0 | 0 | 0 | 0 | 0 | 0 | 0 | 0 | 0 | 0 | 0 | 0 | 0 | 0 | 0 | 0 | 0 | 0 | 0 | 0 | 0 | 0 | 0 | 0 | 0 | 0 | 0 | 0%
6) | 0 | 0 | 0 | 0 | 0 | 0 | 0 | 0 | 0 | 0 | 0 | 0 | 0 | 0 | 0 | 0 | 0 | 0 | 0 | 0 | 0 | 0 | 0 | 0 | 0 | 0 | 0 | 0 | 0 | 0 | 0 | 0 | 0 | 0 | 0 | 0 | 0 | 0 | 0 | 0 | 0 | 0%
7) Distribution Other | 0 | 0 | 0 | 0 | 0 | 0 | 0 | 0 | 0 | 0 | 0 | 0 | 0 | 0 | 0 | 0 | 0 | 0 | 0 | 0 | 0 | 0 | 0 | 0 | 0 | 0 | 0 | 0 | 0 | 0 | 0 | 0 | 0 | 0 | 0 | 0 | 0 | 0 | 0 | 0 | 0 | 0%
8) | 0 | 0 | 0 | 0 | 0 | 0 | 0 | 0 | 0 | 0 | 0 | 0 | 0 | 0 | 0 | 0 | 0 | 0 | 0 | 0 | 0 | 0 | 0 | 0 | 0 | 0 | 0 | 0 | 0 | 0 | 0 | 0 | 0 | 0 | 0 | 0 | 0 | 0 | 0 | 0 | 0 | 0%
Total Depreciation | 0 | 0 | 0 | 0 | 0 | 0 | 0 | 0 | 0 | 0 | 0 | 0 | 0 | 0 | 0 | 0 | 0 | 0 | 0 | 0 | 0 | 0 | 0 | 0 | 0 | 0 | 0 | 0 | 0 | 0 | 0 | 0 | 0 | 0 | 0 | 0 | 0 | 0 | 0 | 0 | 0
ACCUMULATED DEPRECIATION: | 1 | 2 | 3 | 4 | 5 | 6 | 7 | 8 | 9 | 10 | 11 | 12 | 13 | 14 | 15 | 16 | 17 | 18 | 19 | 20 | 21 | 22 | 23 | 24 | 25 | 26 | 27 | 28 | 29 | 30 | 31 | 32 | 33 | 34 | 35 | 36 | 37 | 38 | 39 | 40 | 41
1) | 0 | 0 | 0 | 0 | 0 | 0 | 0 | 0 | 0 | 0 | 0 | 0 | 0 | 0 | 0 | 0 | 0 | 0 | 0 | 0 | 0 | 0 | 0 | 0 | 0 | 0 | 0 | 0 | 0 | 0 | 0 | 0 | 0 | 0 | 0 | 0 | 0 | 0 | 0 | 0 | 0
2) | 0 | 0 | 0 | 0 | 0 | 0 | 0 | 0 | 0 | 0 | 0 | 0 | 0 | 0 | 0 | 0 | 0 | 0 | 0 | 0 | 0 | 0 | 0 | 0 | 0 | 0 | 0 | 0 | 0 | 0 | 0 | 0 | 0 | 0 | 0 | 0 | 0 | 0 | 0 | 0 | 0
3) Distribution | 0 | 0 | 0 | 0 | 0 | 0 | 0 | 0 | 0 | 0 | 0 | 0 | 0 | 0 | 0 | 0 | 0 | 0 | 0 | 0 | 0 | 0 | 0 | 0 | 0 | 0 | 0 | 0 | 0 | 0 | 0 | 0 | 0 | 0 | 0 | 0 | 0 | 0 | 0 | 0 | 0
4) | 0 | 0 | 0 | 0 | 0 | 0 | 0 | 0 | 0 | 0 | 0 | 0 | 0 | 0 | 0 | 0 | 0 | 0 | 0 | 0 | 0 | 0 | 0 | 0 | 0 | 0 | 0 | 0 | 0 | 0 | 0 | 0 | 0 | 0 | 0 | 0 | 0 | 0 | 0 | 0 | 0
5) Distribution Communication | 0 | 0 | 0 | 0 | 0 | 0 | 0 | 0 | 0 | 0 | 0 | 0 | 0 | 0 | 0 | 0 | 0 | 0 | 0 | 0 | 0 | 0 | 0 | 0 | 0 | 0 | 0 | 0 | 0 | 0 | 0 | 0 | 0 | 0 | 0 | 0 | 0 | 0 | 0 | 0 | 0
6) | 0 | 0 | 0 | 0 | 0 | 0 | 0 | 0 | 0 | 0 | 0 | 0 | 0 | 0 | 0 | 0 | 0 | 0 | 0 | 0 | 0 | 0 | 0 | 0 | 0 | 0 | 0 | 0 | 0 | 0 | 0 | 0 | 0 | 0 | 0 | 0 | 0 | 0 | 0 | 0 | 0
7) Distribution Other | 0 | 0 | 0 | 0 | 0 | 0 | 0 | 0 | 0 | 0 | 0 | 0 | 0 | 0 | 0 | 0 | 0 | 0 | 0 | 0 | 0 | 0 | 0 | 0 | 0 | 0 | 0 | 0 | 0 | 0 | 0 | 0 | 0 | 0 | 0 | 0 | 0 | 0 | 0 | 0 | 0
8) | 0 | 0 | 0 | 0 | 0 | 0 | 0 | 0 | 0 | 0 | 0 | 0 | 0 | 0 | 0 | 0 | 0 | 0 | 0 | 0 | 0 | 0 | 0 | 0 | 0 | 0 | 0 | 0 | 0 | 0 | 0 | 0 | 0 | 0 | 0 | 0 | 0 | 0 | 0 | 0 | 0
PROPERTY IN SERVICE (end yr): | 1 | 2 | 3 | 4 | 5 | 6 | 7 | 8 | 9 | 10 | 11 | 12 | 13 | 14 | 15 | 16 | 17 | 18 | 19 | 20 | 21 | 22 | 23 | 24 | 25 | 26 | 27 | 28 | 29 | 30 | 31 | 32 | 33 | 34 | 35 | 36 | 37 | 38 | 39 | 40 | 41
1) | 0 | 0 | 0 | 0 | 0 | 0 | 0 | 0 | 0 | 0 | 0 | 0 | 0 | 0 | 0 | 0 | 0 | 0 | 0 | 0 | 0 | 0 | 0 | 0 | 0 | 0 | 0 | 0 | 0 | 0 | 0 | 0 | 0 | 0 | 0 | 0 | 0 | 0 | 0 | 0 | 0
2) | 0 | 0 | 0 | 0 | 0 | 0 | 0 | 0 | 0 | 0 | 0 | 0 | 0 | 0 | 0 | 0 | 0 | 0 | 0 | 0 | 0 | 0 | 0 | 0 | 0 | 0 | 0 | 0 | 0 | 0 | 0 | 0 | 0 | 0 | 0 | 0 | 0 | 0 | 0 | 0 | 0
3) Distribution | 0 | 0 | 0 | 0 | 0 | 0 | 0 | 0 | 0 | 0 | 0 | 0 | 0 | 0 | 0 | 0 | 0 | 0 | 0 | 0 | 0 | 0 | 0 | 0 | 0 | 0 | 0 | 0 | 0 | 0 | 0 | 0 | 0 | 0 | 0 | 0 | 0 | 0 | 0 | 0 | 0
4) | 0 | 0 | 0 | 0 | 0 | 0 | 0 | 0 | 0 | 0 | 0 | 0 | 0 | 0 | 0 | 0 | 0 | 0 | 0 | 0 | 0 | 0 | 0 | 0 | 0 | 0 | 0 | 0 | 0 | 0 | 0 | 0 | 0 | 0 | 0 | 0 | 0 | 0 | 0 | 0 | 0
5) Distribution Communication | 0 | 0 | 0 | 0 | 0 | 0 | 0 | 0 | 0 | 0 | 0 | 0 | 0 | 0 | 0 | 0 | 0 | 0 | 0 | 0 | 0 | 0 | 0 | 0 | 0 | 0 | 0 | 0 | 0 | 0 | 0 | 0 | 0 | 0 | 0 | 0 | 0 | 0 | 0 | 0 | 0
6) | 0 | 0 | 0 | 0 | 0 | 0 | 0 | 0 | 0 | 0 | 0 | 0 | 0 | 0 | 0 | 0 | 0 | 0 | 0 | 0 | 0 | 0 | 0 | 0 | 0 | 0 | 0 | 0 | 0 | 0 | 0 | 0 | 0 | 0 | 0 | 0 | 0 | 0 | 0 | 0 | 0
7) Distribution Other | 0 | 0 | 0 | 0 | 0 | 0 | 0 | 0 | 0 | 0 | 0 | 0 | 0 | 0 | 0 | 0 | 0 | 0 | 0 | 0 | 0 | 0 | 0 | 0 | 0 | 0 | 0 | 0 | 0 | 0 | 0 | 0 | 0 | 0 | 0 | 0 | 0 | 0 | 0 | 0 | 0
8) | 0 | 0 | 0 | 0 | 0 | 0 | 0 | 0 | 0 | 0 | 0 | 0 | 0 | 0 | 0 | 0 | 0 | 0 | 0 | 0 | 0 | 0 | 0 | 0 | 0 | 0 | 0 | 0 | 0 | 0 | 0 | 0 | 0 | 0 | 0 | 0 | 0 | 0 | 0 | 0 | 0
Total Project Ratebase | 0 | 0 | 0 | 0 | 0 | 0 | 0 | 0 | 0 | 0 | 0 | 0 | 0 | 0 | 0 | 0 | 0 | 0 | 0 | 0 | 0 | 0 | 0 | 0 | 0 | 0 | 0 | 0 | 0 | 0 | 0 | 0 | 0 | 0 | 0 | 0 | 0 | 0 | 0 | 0 | 0
Lease of Equipment from ATCO Gas |  |  | Return | Ratio | B.T. Cost | A.T. Cost
0 |  | Debt | 5.739% | 60% | 3.444% | 3.444%
Distribution Cost Impact |  | Preferred | 0% | 0% | 0% | 0% |  | Tax Rate | 30%
|  | Common | 8.75% | 40% | 5% | 3.5%
[5 empty] | 8.444% | 6.944%
CASH FLOWS SUMMARY:
|  |  |  | Revenue Requirements |  |  |  | Revenue |  | Surplus | CPV at | Used | Calendar
Year | Ratebase | Return | Dep'n | Inc. Tax | O&M | Total |  | Allowance |  | (Deficit) | 8.444% | Year | Year
1 2015 | 0 | 0 | 0 | 0 | 0 | 0 | 2015 NPV | 0 |  | 0 | 0 | 1 | 2015
2 2016 | 0 | 0 | 0 | 0 | 0 | 0 | 0 | 0 |  | 0 | 0 | 2 | 2016 | 12723 | -33410003.6125
3 2017 | 0 | 0 | 0 | 0 | 0 | 0 |  | 0 |  | 0 | 0 | 3 | 2017 | 12723 | -33410003.6125
4 2018 | 0 | 0 | 0 | 0 | 0 | 0 |  | 0 |  | 0 | 0 | 4 | 2018 | 0 | 0
5 2019 | 0 | 0 | 0 | 0 | 0 | 0 |  | 0 |  | 0 | 0 | 5 | 2019
6 2020 | 0 | 0 | 0 | 0 | 0 | 0 |  | 0 |  | 0 | 0 | 6 | 2020 | changes: | #DIV/0!
7 2021 | 0 | 0 | 0 | 0 | 0 | 0 |  | 0 |  | 0 | 0 | 7 | 2021
8 2022 | 0 | 0 | 0 | 0 | 0 | 0 |  | 0 |  | 0 | 0 | 8 | 2022 | Cont 2nd | 12723
9 2023 | 0 | 0 | 0 | 0 | 0 | 0 |  | 0 |  | 0 | 0 | 9 | 2023
10 2024 | 0 | 0 | 0 | 0 | 0 | 0 |  | 0 |  | 0 | 0 | 10 | 2024 | Cont_changed | #DIV/0!
11 2025 | 0 | 0 | 0 | 0 | 0 | 0 |  | 0 |  | 0 | 0 | 11 | 2025
12 2026 | 0 | 0 | 0 | 0 | 0 | 0 |  | 0 |  | 0 | 0 | 12 | 2026
13 2027 | 0 | 0 | 0 | 0 | 0 | 0 |  | 0 |  | 0 | 0 | 13 | 2027
14 2028 | 0 | 0 | 0 | 0 | 0 | 0 |  | 0 |  | 0 | 0 | 14 | 2028
15 2029 | 0 | 0 | 0 | 0 | 0 | 0 |  | 0 |  | 0 | 0 | 15 | 2029
16 2030 | 0 | 0 | 0 | 0 | 0 | 0 |  | 0 |  | 0 | 0 | 16 | 2030
17 2031 | 0 | 0 | 0 | 0 | 0 | 0 |  | 0 |  | 0 | 0 | 17 | 2031
18 2032 | 0 | 0 | 0 | 0 | 0 | 0 |  | 0 |  | 0 | 0 | 18 | 2032
19 2033 | 0 | 0 | 0 | 0 | 0 | 0 |  | 0 |  | 0 | 0 | 19 | 2033
20 2034 | 0 | 0 | 0 | 0 | 0 | 0 |  | 0 |  | 0 | 0 | 20 | 2034
21 2035 | 0 | 0 | 0 | 0 | 0 | 0 |  | 0 |  | 0 | 0 | 21 | 2035
22 2036 | 0 | 0 | 0 | 0 | 0 | 0 |  | 0 |  | 0 | 0 | 22 | 2036
23 2037 | 0 | 0 | 0 | 0 | 0 | 0 |  | 0 |  | 0 | 0 | 23 | 2037
24 2038 | 0 | 0 | 0 | 0 | 0 | 0 |  | 0 |  | 0 | 0 | 24 | 2038
25 2039 | 0 | 0 | 0 | 0 | 0 | 0 |  | 0 |  | 0 | 0 | 25 | 2039
26 2040 | 0 | 0 | 0 | 0 | 0 | 0 |  | 0 |  | 0 | 0 | 26 | 2040
27 2041 | 0 | 0 | 0 | 0 | 0 | 0 |  | 0 |  | 0 | 0 | 27 | 2041
28 2042 | 0 | 0 | 0 | 0 | 0 | 0 |  | 0 |  | 0 | 0 | 28 | 2042
29 2043 | 0 | 0 | 0 | 0 | 0 | 0 |  | 0 |  | 0 | 0 | 29 | 2043
30 2044 | 0 | 0 | 0 | 0 | 0 | 0 |  | 0 |  | 0 | 0 | 30 | 2044
31 2045 | 0 | 0 | 0 | 0 | 0 | 0 |  | 0 |  | 0 | 0 | 31 | 2045
32 2046 | 0 | 0 | 0 | 0 | 0 | 0 |  | 0 |  | 0 | 0 | 32 | 2046
33 2047 | 0 | 0 | 0 | 0 | 0 | 0 |  | 0 |  | 0 | 0 | 33 | 2047
34 2048 | 0 | 0 | 0 | 0 | 0 | 0 |  | 0 |  | 0 | 0 | 34 | 2048
35 2049 | 0 | 0 | 0 | 0 | 0 | 0 |  | 0 |  | 0 | 0 | 35 | 2049
36 2050 | 0 | 0 | 0 | 0 | 0 | 0 |  | 0 |  | 0 | 0 | 36 | 2050
37 2051 | 0 | 0 | 0 | 0 | 0 | 0 |  | 0 |  | 0 | 0 | 37 | 2051
38 2052 | 0 | 0 | 0 | 0 | 0 | 0 |  | 0 |  | 0 | 0 | 38 | 2052
39 2053 | 0 | 0 | 0 | 0 | 0 | 0 |  | 0 |  | 0 | 0 | 39 | 2053
40 2054 | 0 | 0 | 0 | 0 | 0 | 0 |  | 0 |  | 0 | 0 | 40 | 2054
41 2055 | 0 | 0 | 0 | 0 | 0 | 0 |  | 0 |  | 0 | 0 | 41 | 2055
Total Revenue Area: (combines the two revenue facades)
| 0 | 1 | 2 | 3 | 4 | 5 | 6 | 7 | 8 | 9 | 10 | 11 | 12 | 13 | 14 | 15 | 16 | 17 | 18 | 19 | 20 | 21 | 22 | 23 | 24 | 25 | 26 | 27 | 28 | 29 | 30 | 31 | 32 | 33 | 34 | 35 | 36 | 37 | 38 | 39 | 40
| 0 | 0 | 0 | 0 | 0 | 0 | 0 | 0 | 0 | 0 | 0 | 0 | 0 | 0 | 0 | 0 | 0 | 0 | 0 | 0 | 0 | 0 | 0 | 0 | 0 | 0 | 0 | 0 | 0 | 0 | 0 | 0 | 0 | 0 | 0 | 0 | 0 | 0 | 0 | 0 | 0
|  | 0 | 1 | 2 | 3 | 4 | 5 | 6 | 7 | 8 | 9 | 10 | 11 | 12 | 13 | 14 | 15 | 16 | 17 | 18 | 19 | 20 | 21 | 22 | 23 | 24 | 25 | 26 | 27 | 28 | 29 | 30 | 31 | 32 | 33 | 34 | 35 | 36 | 37 | 38 | 39

## TRANS1 (hidden)
Lease of Equipment from ATCO Gas
0
Transmission Cost Impact
Base Year Is: | 2015
# Years of Revenue: | 11
Years of Costs: | r | <== "R" for same as Revenues, "L" for asset Life
Prepared By:
REVENUE CALCULATION: | c | <== "S" for Standard $/kw, "C" for Calculated amount.
| 2015 | 2016 | 2017 | 2018 | 2019 | 2020 | 2021 | 2022 | 2023 | 2024 | 2025 | 2026 | 2027 | 2028 | 2029 | 2030 | 2031 | 2032 | 2033 | 2034 | 2035 | 2036 | 2037 | 2038 | 2039 | 2040 | 2041 | 2042 | 2043 | 2044 | 2045 | 2046 | 2047 | 2048 | 2049 | 2050 | 2051 | 2052 | 2053 | 2054 | 2055
Descriptions (8) Below: | 1 | 2 | 3 | 4 | 5 | 6 | 7 | 8 | 9 | 10 | 11 | 12 | 13 | 14 | 15 | 16 | 17 | 18 | 19 | 20 | 21 | 22 | 23 | 24 | 25 | 26 | 27 | 28 | 29 | 30 | 31 | 32 | 33 | 34 | 35 | 36 | 37 | 38 | 39 | 40 | 41
These field are not required
Total Revenue: | 0 | 0 | 0 | 0 | 0 | 0 | 0 | 0 | 0 | 0 | 0 | 0 | 0 | 0 | 0 | 0 | 0 | 0 | 0 | 0 | 0 | 0 | 0 | 0 | 0 | 0 | 0 | 0 | 0 | 0 | 0 | 0 | 0 | 0 | 0 | 0 | 0 | 0 | 0 | 0 | 0
CAPITAL EXPENDITURES: | 2015 | 2016 | 2017 | 2018 | 2019 | 2020 | 2021 | 2022 | 2023 | 2024 | 2025 | 2026 | 2027 | 2028 | 2029 | 2030 | 2031 | 2032 | 2033 | 2034 | 2035 | 2036 | 2037 | 2038 | 2039 | 2040 | 2041 | 2042 | 2043 | 2044 | 2045 | 2046 | 2047 | 2048 | 2049 | 2050 | 2051 | 2052 | 2053 | 2054 | 2055
Descriptions (8) Below: | 1 | 2 | 3 | 4 | 5 | 6 | 7 | 8 | 9 | 10 | 11 | 12 | 13 | 14 | 15 | 16 | 17 | 18 | 19 | 20 | 21 | 22 | 23 | 24 | 25 | 26 | 27 | 28 | 29 | 30 | 31 | 32 | 33 | 34 | 35 | 36 | 37 | 38 | 39 | 40 | 41
1) Transmission | 0 | 0 | 0 | 0 | 0 | 0 | 0 | 0 | 0 | 0 | 0 | 0 | 0 | 0 | 0 | 0 | 0 | 0 | 0 | 0 | 0 | 0 | 0 | 0 | 0 | 0 | 0 | 0 | 0 | 0 | 0 | 0 | 0 | 0 | 0 | 0 | 0 | 0 | 0 | 0 | 0
2) | 0 | 0 | 0 | 0 | 0 | 0 | 0 | 0 | 0 | 0 | 0 | 0 | 0 | 0 | 0 | 0 | 0 | 0 | 0 | 0 | 0 | 0 | 0 | 0 | 0 | 0 | 0 | 0 | 0 | 0 | 0 | 0 | 0 | 0 | 0 | 0 | 0 | 0 | 0 | 0 | 0
3) | 0 | 0 | 0 | 0 | 0 | 0 | 0 | 0 | 0 | 0 | 0 | 0 | 0 | 0 | 0 | 0 | 0 | 0 | 0 | 0 | 0 | 0 | 0 | 0 | 0 | 0 | 0 | 0 | 0 | 0 | 0 | 0 | 0 | 0 | 0 | 0 | 0 | 0 | 0 | 0 | 0
4) | 0 | 0 | 0 | 0 | 0 | 0 | 0 | 0 | 0 | 0 | 0 | 0 | 0 | 0 | 0 | 0 | 0 | 0 | 0 | 0 | 0 | 0 | 0 | 0 | 0 | 0 | 0 | 0 | 0 | 0 | 0 | 0 | 0 | 0 | 0 | 0 | 0 | 0 | 0 | 0 | 0
5) Transmission Communication | 0 | 0 | 0 | 0 | 0 | 0 | 0 | 0 | 0 | 0 | 0 | 0 | 0 | 0 | 0 | 0 | 0 | 0 | 0 | 0 | 0 | 0 | 0 | 0 | 0 | 0 | 0 | 0 | 0 | 0 | 0 | 0 | 0 | 0 | 0 | 0 | 0 | 0 | 0 | 0 | 0
6) | 0 | 0 | 0 | 0 | 0 | 0 | 0 | 0 | 0 | 0 | 0 | 0 | 0 | 0 | 0 | 0 | 0 | 0 | 0 | 0 | 0 | 0 | 0 | 0 | 0 | 0 | 0 | 0 | 0 | 0 | 0 | 0 | 0 | 0 | 0 | 0 | 0 | 0 | 0 | 0 | 0
7) | 0 | 0 | 0 | 0 | 0 | 0 | 0 | 0 | 0 | 0 | 0 | 0 | 0 | 0 | 0 | 0 | 0 | 0 | 0 | 0 | 0 | 0 | 0 | 0 | 0 | 0 | 0 | 0 | 0 | 0 | 0 | 0 | 0 | 0 | 0 | 0 | 0 | 0 | 0 | 0 | 0
8) | 0 | 0 | 0 | 0 | 0 | 0 | 0 | 0 | 0 | 0 | 0 | 0 | 0 | 0 | 0 | 0 | 0 | 0 | 0 | 0 | 0 | 0 | 0 | 0 | 0 | 0 | 0 | 0 | 0 | 0 | 0 | 0 | 0 | 0 | 0 | 0 | 0 | 0 | 0 | 0 | 0
Total | 0 | 0 | 0 | 0 | 0 | 0 | 0 | 0 | 0 | 0 | 0 | 0 | 0 | 0 | 0 | 0 | 0 | 0 | 0 | 0 | 0 | 0 | 0 | 0 | 0 | 0 | 0 | 0 | 0 | 0 | 0 | 0 | 0 | 0 | 0 | 0 | 0 | 0 | 0 | 0 | 0
O&M EXPENDITURES: | 2015 | 2016 | 2017 | 2018 | 2019 | 2020 | 2021 | 2022 | 2023 | 2024 | 2025 | 2026 | 2027 | 2028 | 2029 | 2030 | 2031 | 2032 | 2033 | 2034 | 2035 | 2036 | 2037 | 2038 | 2039 | 2040 | 2041 | 2042 | 2043 | 2044 | 2045 | 2046 | 2047 | 2048 | 2049 | 2050 | 2051 | 2052 | 2053 | 2054 | 2055
Descriptions (8) Below: | 1 | 2 | 3 | 4 | 5 | 6 | 7 | 8 | 9 | 10 | 11 | 12 | 13 | 14 | 15 | 16 | 17 | 18 | 19 | 20 | 21 | 22 | 23 | 24 | 25 | 26 | 27 | 28 | 29 | 30 | 31 | 32 | 33 | 34 | 35 | 36 | 37 | 38 | 39 | 40 | 41
1) Incremental O&M Costs | 88000 | 269280 | 274665.6 | 280158.912 | 285762.0902 | 291477.332 | 297306.8787 | 303253.0163 | 309318.0766 | 315504.4381 | 214543.0179 | 0 | 0 | 0 | 0 | 0 | 0 | 0 | 0 | 0 | 0 | 0 | 0 | 0 | 0 | 0 | 0 | 0 | 0 | 0 | 0 | 0 | 0 | 0 | 0 | 0 | 0 | 0 | 0 | 0 | 0
2) Incremental O&M Savings | 0 | 0 | 0 | 0 | 0 | 0 | 0 | 0 | 0 | 0 | 0 | 0 | 0 | 0 | 0 | 0 | 0 | 0 | 0 | 0 | 0 | 0 | 0 | 0 | 0 | 0 | 0 | 0 | 0 | 0 | 0 | 0 | 0 | 0 | 0 | 0 | 0 | 0 | 0 | 0 | 0
3) Energy Losses | 0 | 0 | 0 | 0 | 0 | 0 | 0 | 0 | 0 | 0 | 0 | 0 | 0 | 0 | 0 | 0 | 0 | 0 | 0 | 0 | 0 | 0 | 0 | 0 | 0 | 0 | 0 | 0 | 0 | 0 | 0 | 0 | 0 | 0 | 0 | 0 | 0 | 0 | 0 | 0 | 0
4) Insurance & Property Tax | 0 | 0 | 0 | 0 | 0 | 0 | 0 | 0 | 0 | 0 | 0 | 0 | 0 | 0 | 0 | 0 | 0 | 0 | 0 | 0 | 0 | 0 | 0 | 0 | 0 | 0 | 0 | 0 | 0 | 0 | 0 | 0 | 0 | 0 | 0 | 0 | 0 | 0 | 0 | 0 | 0
5) | 0 | 0 | 0 | 0 | 0 | 0 | 0 | 0 | 0 | 0 | 0 | 0 | 0 | 0 | 0 | 0 | 0 | 0 | 0 | 0 | 0 | 0 | 0 | 0 | 0 | 0 | 0 | 0 | 0 | 0 | 0 | 0 | 0 | 0 | 0 | 0 | 0 | 0 | 0 | 0 | 0
6) Early Retirement | 0 | 0 | 0 | 0 | 0 | 0 | 0 | 0 | 0 | 0 | 0 | 0 | 0 | 0 | 0 | 0 | 0 | 0 | 0 | 0 | 0 | 0 | 0 | 0 | 0 | 0 | 0 | 0 | 0 | 0 | 0 | 0 | 0 | 0 | 0 | 0 | 0 | 0 | 0 | 0 | 0
7) | 0 | 0 | 0 | 0 | 0 | 0 | 0 | 0 | 0 | 0 | 0 | 0 | 0 | 0 | 0 | 0 | 0 | 0 | 0 | 0 | 0 | 0 | 0 | 0 | 0 | 0 | 0 | 0 | 0 | 0 | 0 | 0 | 0 | 0 | 0 | 0 | 0 | 0 | 0 | 0 | 0
8) | 0 | 0 | 0 | 0 | 0 | 0 | 0 | 0 | 0 | 0 | 0 | 0 | 0 | 0 | 0 | 0 | 0 | 0 | 0 | 0 | 0 | 0 | 0 | 0 | 0 | 0 | 0 | 0 | 0 | 0 | 0 | 0 | 0 | 0 | 0 | 0 | 0 | 0 | 0 | 0 | 0
Total | 88000 | 269280 | 274665.6 | 280158.912 | 285762.0902 | 291477.332 | 297306.8787 | 303253.0163 | 309318.0766 | 315504.4381 | 214543.0179 | 0 | 0 | 0 | 0 | 0 | 0 | 0 | 0 | 0 | 0 | 0 | 0 | 0 | 0 | 0 | 0 | 0 | 0 | 0 | 0 | 0 | 0 | 0 | 0 | 0 | 0 | 0 | 0 | 0 | 0
DEPRECIATION RATES: |  |  | FINANCIAL DATA
1) Transmission | 5% |  |  | Return | Ratio | B.T. Cost | A.T. Cost
2) |  |  | Debt | 5.739% | 60% | 3.444% | 3.444%
3) |  |  | Preferred | 0% | 0% | 0% | 0%
4) |  |  | Common | 8.75% | 40% | 5% | 3.5%
5) Transmission Communication | 0% |  | TOTALS |  |  | 8.444% | 6.944%
6)
7)
8) |  |  |  | INCOME TAX: |  | 30%
WORKING MODEL BEGINS
Lease of Equipment from ATCO Gas
0 | [9 empty] | Prepared By: | 2014-10-24 11:05
Transmission Cost Impact
Year | 2015 | 2016 | 2017 | 2018 | 2019 | 2020 | 2021 | 2022 | 2023 | 2024 | 2025 | 2026 | 2027 | 2028 | 2029 | 2030 | 2031 | 2032 | 2033 | 2034 | 2035 | 2036 | 2037 | 2038 | 2039 | 2040 | 2041 | 2042 | 2043 | 2044 | 2045 | 2046 | 2047 | 2048 | 2049 | 2050 | 2051 | 2052 | 2053 | 2054 | 2055
REVENUES: | 1 | 2 | 3 | 4 | 5 | 6 | 7 | 8 | 9 | 10 | 11 | 12 | 13 | 14 | 15 | 16 | 17 | 18 | 19 | 20 | 21 | 22 | 23 | 24 | 25 | 26 | 27 | 28 | 29 | 30 | 31 | 32 | 33 | 34 | 35 | 36 | 37 | 38 | 39 | 40 | 41
These field are not required | 0 | 0 | 0 | 0 | 0 | 0 | 0 | 0 | 0 | 0 | 0 | 0 | 0 | 0 | 0 | 0 | 0 | 0 | 0 | 0 | 0 | 0 | 0 | 0 | 0 | 0 | 0 | 0 | 0 | 0 | 0 | 0 | 0 | 0 | 0 | 0 | 0 | 0 | 0 | 0 | 0
| 0 | 0 | 0 | 0 | 0 | 0 | 0 | 0 | 0 | 0 | 0 | 0 | 0 | 0 | 0 | 0 | 0 | 0 | 0 | 0 | 0 | 0 | 0 | 0 | 0 | 0 | 0 | 0 | 0 | 0 | 0 | 0 | 0 | 0 | 0 | 0 | 0 | 0 | 0 | 0 | 0
| 0 | 0 | 0 | 0 | 0 | 0 | 0 | 0 | 0 | 0 | 0 | 0 | 0 | 0 | 0 | 0 | 0 | 0 | 0 | 0 | 0 | 0 | 0 | 0 | 0 | 0 | 0 | 0 | 0 | 0 | 0 | 0 | 0 | 0 | 0 | 0 | 0 | 0 | 0 | 0 | 0
| 0 | 0 | 0 | 0 | 0 | 0 | 0 | 0 | 0 | 0 | 0 | 0 | 0 | 0 | 0 | 0 | 0 | 0 | 0 | 0 | 0 | 0 | 0 | 0 | 0 | 0 | 0 | 0 | 0 | 0 | 0 | 0 | 0 | 0 | 0 | 0 | 0 | 0 | 0 | 0 | 0
| 0 | 0 | 0 | 0 | 0 | 0 | 0 | 0 | 0 | 0 | 0 | 0 | 0 | 0 | 0 | 0 | 0 | 0 | 0 | 0 | 0 | 0 | 0 | 0 | 0 | 0 | 0 | 0 | 0 | 0 | 0 | 0 | 0 | 0 | 0 | 0 | 0 | 0 | 0 | 0 | 0
| 0 | 0 | 0 | 0 | 0 | 0 | 0 | 0 | 0 | 0 | 0 | 0 | 0 | 0 | 0 | 0 | 0 | 0 | 0 | 0 | 0 | 0 | 0 | 0 | 0 | 0 | 0 | 0 | 0 | 0 | 0 | 0 | 0 | 0 | 0 | 0 | 0 | 0 | 0 | 0 | 0
| 0 | 0 | 0 | 0 | 0 | 0 | 0 | 0 | 0 | 0 | 0 | 0 | 0 | 0 | 0 | 0 | 0 | 0 | 0 | 0 | 0 | 0 | 0 | 0 | 0 | 0 | 0 | 0 | 0 | 0 | 0 | 0 | 0 | 0 | 0 | 0 | 0 | 0 | 0 | 0 | 0
| 0 | 0 | 0 | 0 | 0 | 0 | 0 | 0 | 0 | 0 | 0 | 0 | 0 | 0 | 0 | 0 | 0 | 0 | 0 | 0 | 0 | 0 | 0 | 0 | 0 | 0 | 0 | 0 | 0 | 0 | 0 | 0 | 0 | 0 | 0 | 0 | 0 | 0 | 0 | 0 | 0
Total Revenue: | 0 | 0 | 0 | 0 | 0 | 0 | 0 | 0 | 0 | 0 | 0 | 0 | 0 | 0 | 0 | 0 | 0 | 0 | 0 | 0 | 0 | 0 | 0 | 0 | 0 | 0 | 0 | 0 | 0 | 0 | 0 | 0 | 0 | 0 | 0 | 0 | 0 | 0 | 0 | 0 | 0
CAPITAL: | 1 | 2 | 3 | 4 | 5 | 6 | 7 | 8 | 9 | 10 | 11 | 12 | 13 | 14 | 15 | 16 | 17 | 18 | 19 | 20 | 21 | 22 | 23 | 24 | 25 | 26 | 27 | 28 | 29 | 30 | 31 | 32 | 33 | 34 | 35 | 36 | 37 | 38 | 39 | 40 | 41
1) Transmission | 0 | 0 | 0 | 0 | 0 | 0 | 0 | 0 | 0 | 0 | 0 | 0 | 0 | 0 | 0 | 0 | 0 | 0 | 0 | 0 | 0 | 0 | 0 | 0 | 0 | 0 | 0 | 0 | 0 | 0 | 0 | 0 | 0 | 0 | 0 | 0 | 0 | 0 | 0 | 0 | 0
2) | 0 | 0 | 0 | 0 | 0 | 0 | 0 | 0 | 0 | 0 | 0 | 0 | 0 | 0 | 0 | 0 | 0 | 0 | 0 | 0 | 0 | 0 | 0 | 0 | 0 | 0 | 0 | 0 | 0 | 0 | 0 | 0 | 0 | 0 | 0 | 0 | 0 | 0 | 0 | 0 | 0
3) | 0 | 0 | 0 | 0 | 0 | 0 | 0 | 0 | 0 | 0 | 0 | 0 | 0 | 0 | 0 | 0 | 0 | 0 | 0 | 0 | 0 | 0 | 0 | 0 | 0 | 0 | 0 | 0 | 0 | 0 | 0 | 0 | 0 | 0 | 0 | 0 | 0 | 0 | 0 | 0 | 0
4) | 0 | 0 | 0 | 0 | 0 | 0 | 0 | 0 | 0 | 0 | 0 | 0 | 0 | 0 | 0 | 0 | 0 | 0 | 0 | 0 | 0 | 0 | 0 | 0 | 0 | 0 | 0 | 0 | 0 | 0 | 0 | 0 | 0 | 0 | 0 | 0 | 0 | 0 | 0 | 0 | 0
5) Transmission Communication | 0 | 0 | 0 | 0 | 0 | 0 | 0 | 0 | 0 | 0 | 0 | 0 | 0 | 0 | 0 | 0 | 0 | 0 | 0 | 0 | 0 | 0 | 0 | 0 | 0 | 0 | 0 | 0 | 0 | 0 | 0 | 0 | 0 | 0 | 0 | 0 | 0 | 0 | 0 | 0 | 0
6) | 0 | 0 | 0 | 0 | 0 | 0 | 0 | 0 | 0 | 0 | 0 | 0 | 0 | 0 | 0 | 0 | 0 | 0 | 0 | 0 | 0 | 0 | 0 | 0 | 0 | 0 | 0 | 0 | 0 | 0 | 0 | 0 | 0 | 0 | 0 | 0 | 0 | 0 | 0 | 0 | 0
7) | 0 | 0 | 0 | 0 | 0 | 0 | 0 | 0 | 0 | 0 | 0 | 0 | 0 | 0 | 0 | 0 | 0 | 0 | 0 | 0 | 0 | 0 | 0 | 0 | 0 | 0 | 0 | 0 | 0 | 0 | 0 | 0 | 0 | 0 | 0 | 0 | 0 | 0 | 0 | 0 | 0
8) | 0 | 0 | 0 | 0 | 0 | 0 | 0 | 0 | 0 | 0 | 0 | 0 | 0 | 0 | 0 | 0 | 0 | 0 | 0 | 0 | 0 | 0 | 0 | 0 | 0 | 0 | 0 | 0 | 0 | 0 | 0 | 0 | 0 | 0 | 0 | 0 | 0 | 0 | 0 | 0 | 0
Total Capital | 0 | 0 | 0 | 0 | 0 | 0 | 0 | 0 | 0 | 0 | 0 | 0 | 0 | 0 | 0 | 0 | 0 | 0 | 0 | 0 | 0 | 0 | 0 | 0 | 0 | 0 | 0 | 0 | 0 | 0 | 0 | 0 | 0 | 0 | 0 | 0 | 0 | 0 | 0 | 0 | 0
O&M: | 1 | 2 | 3 | 4 | 5 | 6 | 7 | 8 | 9 | 10 | 11 | 12 | 13 | 14 | 15 | 16 | 17 | 18 | 19 | 20 | 21 | 22 | 23 | 24 | 25 | 26 | 27 | 28 | 29 | 30 | 31 | 32 | 33 | 34 | 35 | 36 | 37 | 38 | 39 | 40 | 41
1) Incremental O&M Costs | 88000 | 269280 | 274665.6 | 280158.912 | 285762.0902 | 291477.332 | 297306.8787 | 303253.0163 | 309318.0766 | 315504.4381 | 214543.0179 | 0 | 0 | 0 | 0 | 0 | 0 | 0 | 0 | 0 | 0 | 0 | 0 | 0 | 0 | 0 | 0 | 0 | 0 | 0 | 0 | 0 | 0 | 0 | 0 | 0 | 0 | 0 | 0 | 0 | 0
2) Incremental O&M Savings | 0 | 0 | 0 | 0 | 0 | 0 | 0 | 0 | 0 | 0 | 0 | 0 | 0 | 0 | 0 | 0 | 0 | 0 | 0 | 0 | 0 | 0 | 0 | 0 | 0 | 0 | 0 | 0 | 0 | 0 | 0 | 0 | 0 | 0 | 0 | 0 | 0 | 0 | 0 | 0 | 0
3) Energy Losses | 0 | 0 | 0 | 0 | 0 | 0 | 0 | 0 | 0 | 0 | 0 | 0 | 0 | 0 | 0 | 0 | 0 | 0 | 0 | 0 | 0 | 0 | 0 | 0 | 0 | 0 | 0 | 0 | 0 | 0 | 0 | 0 | 0 | 0 | 0 | 0 | 0 | 0 | 0 | 0 | 0
4) Insurance & Property Tax | 0 | 0 | 0 | 0 | 0 | 0 | 0 | 0 | 0 | 0 | 0 | 0 | 0 | 0 | 0 | 0 | 0 | 0 | 0 | 0 | 0 | 0 | 0 | 0 | 0 | 0 | 0 | 0 | 0 | 0 | 0 | 0 | 0 | 0 | 0 | 0 | 0 | 0 | 0 | 0 | 0
5) | 0 | 0 | 0 | 0 | 0 | 0 | 0 | 0 | 0 | 0 | 0 | 0 | 0 | 0 | 0 | 0 | 0 | 0 | 0 | 0 | 0 | 0 | 0 | 0 | 0 | 0 | 0 | 0 | 0 | 0 | 0 | 0 | 0 | 0 | 0 | 0 | 0 | 0 | 0 | 0 | 0
6) Early Retirement | 0 | 0 | 0 | 0 | 0 | 0 | 0 | 0 | 0 | 0 | 0 | 0 | 0 | 0 | 0 | 0 | 0 | 0 | 0 | 0 | 0 | 0 | 0 | 0 | 0 | 0 | 0 | 0 | 0 | 0 | 0 | 0 | 0 | 0 | 0 | 0 | 0 | 0 | 0 | 0 | 0
7) | 0 | 0 | 0 | 0 | 0 | 0 | 0 | 0 | 0 | 0 | 0 | 0 | 0 | 0 | 0 | 0 | 0 | 0 | 0 | 0 | 0 | 0 | 0 | 0 | 0 | 0 | 0 | 0 | 0 | 0 | 0 | 0 | 0 | 0 | 0 | 0 | 0 | 0 | 0 | 0 | 0
8) | 0 | 0 | 0 | 0 | 0 | 0 | 0 | 0 | 0 | 0 | 0 | 0 | 0 | 0 | 0 | 0 | 0 | 0 | 0 | 0 | 0 | 0 | 0 | 0 | 0 | 0 | 0 | 0 | 0 | 0 | 0 | 0 | 0 | 0 | 0 | 0 | 0 | 0 | 0 | 0 | 0
Total O&M | 88000 | 269280 | 274665.6 | 280158.912 | 285762.0902 | 291477.332 | 297306.8787 | 303253.0163 | 309318.0766 | 315504.4381 | 214543.0179 | 0 | 0 | 0 | 0 | 0 | 0 | 0 | 0 | 0 | 0 | 0 | 0 | 0 | 0 | 0 | 0 | 0 | 0 | 0 | 0 | 0 | 0 | 0 | 0 | 0 | 0 | 0 | 0 | 0 | 0
Lease of Equipment from ATCO Gas
0
Transmission Cost Impact
Year | 2015 | 2016 | 2017 | 2018 | 2019 | 2020 | 2021 | 2022 | 2023 | 2024 | 2025 | 2026 | 2027 | 2028 | 2029 | 2030 | 2031 | 2032 | 2033 | 2034 | 2035 | 2036 | 2037 | 2038 | 2039 | 2040 | 2041 | 2042 | 2043 | 2044 | 2045 | 2046 | 2047 | 2048 | 2049 | 2050 | 2051 | 2052 | 2053 | 2054 | 2055
YEARLY DEPRECIATION: | 1 | 2 | 3 | 4 | 5 | 6 | 7 | 8 | 9 | 10 | 11 | 12 | 13 | 14 | 15 | 16 | 17 | 18 | 19 | 20 | 21 | 22 | 23 | 24 | 25 | 26 | 27 | 28 | 29 | 30 | 31 | 32 | 33 | 34 | 35 | 36 | 37 | 38 | 39 | 40 | 41 | Rates
1) Transmission | 0 | 0 | 0 | 0 | 0 | 0 | 0 | 0 | 0 | 0 | 0 | 0 | 0 | 0 | 0 | 0 | 0 | 0 | 0 | 0 | 0 | 0 | 0 | 0 | 0 | 0 | 0 | 0 | 0 | 0 | 0 | 0 | 0 | 0 | 0 | 0 | 0 | 0 | 0 | 0 | 0 | 5%
2) | 0 | 0 | 0 | 0 | 0 | 0 | 0 | 0 | 0 | 0 | 0 | 0 | 0 | 0 | 0 | 0 | 0 | 0 | 0 | 0 | 0 | 0 | 0 | 0 | 0 | 0 | 0 | 0 | 0 | 0 | 0 | 0 | 0 | 0 | 0 | 0 | 0 | 0 | 0 | 0 | 0 | 0%
3) | 0 | 0 | 0 | 0 | 0 | 0 | 0 | 0 | 0 | 0 | 0 | 0 | 0 | 0 | 0 | 0 | 0 | 0 | 0 | 0 | 0 | 0 | 0 | 0 | 0 | 0 | 0 | 0 | 0 | 0 | 0 | 0 | 0 | 0 | 0 | 0 | 0 | 0 | 0 | 0 | 0 | 0%
4) | 0 | 0 | 0 | 0 | 0 | 0 | 0 | 0 | 0 | 0 | 0 | 0 | 0 | 0 | 0 | 0 | 0 | 0 | 0 | 0 | 0 | 0 | 0 | 0 | 0 | 0 | 0 | 0 | 0 | 0 | 0 | 0 | 0 | 0 | 0 | 0 | 0 | 0 | 0 | 0 | 0 | 0%
5) Transmission Communication | 0 | 0 | 0 | 0 | 0 | 0 | 0 | 0 | 0 | 0 | 0 | 0 | 0 | 0 | 0 | 0 | 0 | 0 | 0 | 0 | 0 | 0 | 0 | 0 | 0 | 0 | 0 | 0 | 0 | 0 | 0 | 0 | 0 | 0 | 0 | 0 | 0 | 0 | 0 | 0 | 0 | 0%
6) | 0 | 0 | 0 | 0 | 0 | 0 | 0 | 0 | 0 | 0 | 0 | 0 | 0 | 0 | 0 | 0 | 0 | 0 | 0 | 0 | 0 | 0 | 0 | 0 | 0 | 0 | 0 | 0 | 0 | 0 | 0 | 0 | 0 | 0 | 0 | 0 | 0 | 0 | 0 | 0 | 0 | 0%
7) | 0 | 0 | 0 | 0 | 0 | 0 | 0 | 0 | 0 | 0 | 0 | 0 | 0 | 0 | 0 | 0 | 0 | 0 | 0 | 0 | 0 | 0 | 0 | 0 | 0 | 0 | 0 | 0 | 0 | 0 | 0 | 0 | 0 | 0 | 0 | 0 | 0 | 0 | 0 | 0 | 0 | 0%
8) | 0 | 0 | 0 | 0 | 0 | 0 | 0 | 0 | 0 | 0 | 0 | 0 | 0 | 0 | 0 | 0 | 0 | 0 | 0 | 0 | 0 | 0 | 0 | 0 | 0 | 0 | 0 | 0 | 0 | 0 | 0 | 0 | 0 | 0 | 0 | 0 | 0 | 0 | 0 | 0 | 0 | 0%
Total Depreciation | 0 | 0 | 0 | 0 | 0 | 0 | 0 | 0 | 0 | 0 | 0 | 0 | 0 | 0 | 0 | 0 | 0 | 0 | 0 | 0 | 0 | 0 | 0 | 0 | 0 | 0 | 0 | 0 | 0 | 0 | 0 | 0 | 0 | 0 | 0 | 0 | 0 | 0 | 0 | 0 | 0
ACCUMULATED DEPRECIATION: | 1 | 2 | 3 | 4 | 5 | 6 | 7 | 8 | 9 | 10 | 11 | 12 | 13 | 14 | 15 | 16 | 17 | 18 | 19 | 20 | 21 | 22 | 23 | 24 | 25 | 26 | 27 | 28 | 29 | 30 | 31 | 32 | 33 | 34 | 35 | 36 | 37 | 38 | 39 | 40 | 41
1) Transmission | 0 | 0 | 0 | 0 | 0 | 0 | 0 | 0 | 0 | 0 | 0 | 0 | 0 | 0 | 0 | 0 | 0 | 0 | 0 | 0 | 0 | 0 | 0 | 0 | 0 | 0 | 0 | 0 | 0 | 0 | 0 | 0 | 0 | 0 | 0 | 0 | 0 | 0 | 0 | 0 | 0
2) | 0 | 0 | 0 | 0 | 0 | 0 | 0 | 0 | 0 | 0 | 0 | 0 | 0 | 0 | 0 | 0 | 0 | 0 | 0 | 0 | 0 | 0 | 0 | 0 | 0 | 0 | 0 | 0 | 0 | 0 | 0 | 0 | 0 | 0 | 0 | 0 | 0 | 0 | 0 | 0 | 0
3) | 0 | 0 | 0 | 0 | 0 | 0 | 0 | 0 | 0 | 0 | 0 | 0 | 0 | 0 | 0 | 0 | 0 | 0 | 0 | 0 | 0 | 0 | 0 | 0 | 0 | 0 | 0 | 0 | 0 | 0 | 0 | 0 | 0 | 0 | 0 | 0 | 0 | 0 | 0 | 0 | 0
4) | 0 | 0 | 0 | 0 | 0 | 0 | 0 | 0 | 0 | 0 | 0 | 0 | 0 | 0 | 0 | 0 | 0 | 0 | 0 | 0 | 0 | 0 | 0 | 0 | 0 | 0 | 0 | 0 | 0 | 0 | 0 | 0 | 0 | 0 | 0 | 0 | 0 | 0 | 0 | 0 | 0
5) Transmission Communication | 0 | 0 | 0 | 0 | 0 | 0 | 0 | 0 | 0 | 0 | 0 | 0 | 0 | 0 | 0 | 0 | 0 | 0 | 0 | 0 | 0 | 0 | 0 | 0 | 0 | 0 | 0 | 0 | 0 | 0 | 0 | 0 | 0 | 0 | 0 | 0 | 0 | 0 | 0 | 0 | 0
6) | 0 | 0 | 0 | 0 | 0 | 0 | 0 | 0 | 0 | 0 | 0 | 0 | 0 | 0 | 0 | 0 | 0 | 0 | 0 | 0 | 0 | 0 | 0 | 0 | 0 | 0 | 0 | 0 | 0 | 0 | 0 | 0 | 0 | 0 | 0 | 0 | 0 | 0 | 0 | 0 | 0
7) | 0 | 0 | 0 | 0 | 0 | 0 | 0 | 0 | 0 | 0 | 0 | 0 | 0 | 0 | 0 | 0 | 0 | 0 | 0 | 0 | 0 | 0 | 0 | 0 | 0 | 0 | 0 | 0 | 0 | 0 | 0 | 0 | 0 | 0 | 0 | 0 | 0 | 0 | 0 | 0 | 0
8) | 0 | 0 | 0 | 0 | 0 | 0 | 0 | 0 | 0 | 0 | 0 | 0 | 0 | 0 | 0 | 0 | 0 | 0 | 0 | 0 | 0 | 0 | 0 | 0 | 0 | 0 | 0 | 0 | 0 | 0 | 0 | 0 | 0 | 0 | 0 | 0 | 0 | 0 | 0 | 0 | 0
PROPERTY IN SERVICE (end yr): | 1 | 2 | 3 | 4 | 5 | 6 | 7 | 8 | 9 | 10 | 11 | 12 | 13 | 14 | 15 | 16 | 17 | 18 | 19 | 20 | 21 | 22 | 23 | 24 | 25 | 26 | 27 | 28 | 29 | 30 | 31 | 32 | 33 | 34 | 35 | 36 | 37 | 38 | 39 | 40 | 41
1) Transmission | 0 | 0 | 0 | 0 | 0 | 0 | 0 | 0 | 0 | 0 | 0 | 0 | 0 | 0 | 0 | 0 | 0 | 0 | 0 | 0 | 0 | 0 | 0 | 0 | 0 | 0 | 0 | 0 | 0 | 0 | 0 | 0 | 0 | 0 | 0 | 0 | 0 | 0 | 0 | 0 | 0
2) | 0 | 0 | 0 | 0 | 0 | 0 | 0 | 0 | 0 | 0 | 0 | 0 | 0 | 0 | 0 | 0 | 0 | 0 | 0 | 0 | 0 | 0 | 0 | 0 | 0 | 0 | 0 | 0 | 0 | 0 | 0 | 0 | 0 | 0 | 0 | 0 | 0 | 0 | 0 | 0 | 0
3) | 0 | 0 | 0 | 0 | 0 | 0 | 0 | 0 | 0 | 0 | 0 | 0 | 0 | 0 | 0 | 0 | 0 | 0 | 0 | 0 | 0 | 0 | 0 | 0 | 0 | 0 | 0 | 0 | 0 | 0 | 0 | 0 | 0 | 0 | 0 | 0 | 0 | 0 | 0 | 0 | 0
4) | 0 | 0 | 0 | 0 | 0 | 0 | 0 | 0 | 0 | 0 | 0 | 0 | 0 | 0 | 0 | 0 | 0 | 0 | 0 | 0 | 0 | 0 | 0 | 0 | 0 | 0 | 0 | 0 | 0 | 0 | 0 | 0 | 0 | 0 | 0 | 0 | 0 | 0 | 0 | 0 | 0
5) Transmission Communication | 0 | 0 | 0 | 0 | 0 | 0 | 0 | 0 | 0 | 0 | 0 | 0 | 0 | 0 | 0 | 0 | 0 | 0 | 0 | 0 | 0 | 0 | 0 | 0 | 0 | 0 | 0 | 0 | 0 | 0 | 0 | 0 | 0 | 0 | 0 | 0 | 0 | 0 | 0 | 0 | 0
6) | 0 | 0 | 0 | 0 | 0 | 0 | 0 | 0 | 0 | 0 | 0 | 0 | 0 | 0 | 0 | 0 | 0 | 0 | 0 | 0 | 0 | 0 | 0 | 0 | 0 | 0 | 0 | 0 | 0 | 0 | 0 | 0 | 0 | 0 | 0 | 0 | 0 | 0 | 0 | 0 | 0
7) | 0 | 0 | 0 | 0 | 0 | 0 | 0 | 0 | 0 | 0 | 0 | 0 | 0 | 0 | 0 | 0 | 0 | 0 | 0 | 0 | 0 | 0 | 0 | 0 | 0 | 0 | 0 | 0 | 0 | 0 | 0 | 0 | 0 | 0 | 0 | 0 | 0 | 0 | 0 | 0 | 0
8) | 0 | 0 | 0 | 0 | 0 | 0 | 0 | 0 | 0 | 0 | 0 | 0 | 0 | 0 | 0 | 0 | 0 | 0 | 0 | 0 | 0 | 0 | 0 | 0 | 0 | 0 | 0 | 0 | 0 | 0 | 0 | 0 | 0 | 0 | 0 | 0 | 0 | 0 | 0 | 0 | 0
Total Project Ratebase | 0 | 0 | 0 | 0 | 0 | 0 | 0 | 0 | 0 | 0 | 0 | 0 | 0 | 0 | 0 | 0 | 0 | 0 | 0 | 0 | 0 | 0 | 0 | 0 | 0 | 0 | 0 | 0 | 0 | 0 | 0 | 0 | 0 | 0 | 0 | 0 | 0 | 0 | 0 | 0 | 0
Lease of Equipment from ATCO Gas |  |  | Return | Ratio | B.T. Cost | A.T. Cost
0 |  | Debt | 5.739% | 60% | 3.444% | 3.444%
Transmission Cost Impact |  | Preferred | 0% | 0% | 0% | 0% |  | Tax Rate | 30%
|  | Common | 8.75% | 40% | 5% | 3.5%
[5 empty] | 8.444% | 6.944%
CASH FLOWS SUMMARY:
|  |  |  | Revenue Requirements |  |  |  | Revenue |  | Surplus | CPV at | Used
Year | Ratebase | Return | Dep'n | Inc. Tax | O&M | Total |  | Allowance |  | (Deficit) | 8.444% | Year
1 2015 | 0 | 0 | 0 | 0 | 88000 | 88000 | 2015 NPV | 0 |  | -88000 | -88000 | 1
2 2016 | 0 | 0 | 0 | 0 | 269280 | 269280 | 1866496.8426 | 0 |  | -269280 | -336313.4309 | 2 |  | 12723 | -33410003.6125
3 2017 | 0 | 0 | 0 | 0 | 274665.6 | 274665.6 |  | 0 |  | -274665.6 | -569872.3702 | 3 |  | 12723 | -33410003.6125
4 2018 | 0 | 0 | 0 | 0 | 280158.912 | 280158.912 |  | 0 |  | -280158.912 | -789553.5124 | 4 |  | 0 | 0
5 2019 | 0 | 0 | 0 | 0 | 285762.0902 | 285762.0902 |  | 0 |  | -285762.0902 | -996181.4599 | 5
6 2020 | 0 | 0 | 0 | 0 | 291477.332 | 291477.332 |  | 0 |  | -291477.332 | -1190531.818 | 6 |  | changes: | #DIV/0!
7 2021 | 0 | 0 | 0 | 0 | 297306.8787 | 297306.8787 |  | 0 |  | -297306.8787 | -1373334.1068 | 7
8 2022 | 0 | 0 | 0 | 0 | 303253.0163 | 303253.0163 |  | 0 |  | -303253.0163 | -1545274.4989 | 8 |  | Cont 2nd | 12723
9 2023 | 0 | 0 | 0 | 0 | 309318.0766 | 309318.0766 |  | 0 |  | -309318.0766 | -1706998.3954 | 9
10 2024 | 0 | 0 | 0 | 0 | 315504.4381 | 315504.4381 |  | 0 |  | -315504.4381 | -1859112.8484 | 10 |  | Cont_changed | #DIV/0!
11 2025 | 0 | 0 | 0 | 0 | 214543.0179 | 214543.0179 |  | 0 |  | -214543.0179 | -1954496.8426 | 11
12 2026 | 0 | 0 | 0 | 0 | 0 | 0 |  | 0 |  | 0 | -1954496.8426 | 12
13 2027 | 0 | 0 | 0 | 0 | 0 | 0 |  | 0 |  | 0 | -1954496.8426 | 13
14 2028 | 0 | 0 | 0 | 0 | 0 | 0 |  | 0 |  | 0 | -1954496.8426 | 14
15 2029 | 0 | 0 | 0 | 0 | 0 | 0 |  | 0 |  | 0 | -1954496.8426 | 15
16 2030 | 0 | 0 | 0 | 0 | 0 | 0 |  | 0 |  | 0 | -1954496.8426 | 16
17 2031 | 0 | 0 | 0 | 0 | 0 | 0 |  | 0 |  | 0 | -1954496.8426 | 17
18 2032 | 0 | 0 | 0 | 0 | 0 | 0 |  | 0 |  | 0 | -1954496.8426 | 18
19 2033 | 0 | 0 | 0 | 0 | 0 | 0 |  | 0 |  | 0 | -1954496.8426 | 19
20 2034 | 0 | 0 | 0 | 0 | 0 | 0 |  | 0 |  | 0 | -1954496.8426 | 20
21 2035 | 0 | 0 | 0 | 0 | 0 | 0 |  | 0 |  | 0 | -1954496.8426 | 21
22 2036 | 0 | 0 | 0 | 0 | 0 | 0 |  | 0 |  | 0 | -1954496.8426 | 22
23 2037 | 0 | 0 | 0 | 0 | 0 | 0 |  | 0 |  | 0 | -1954496.8426 | 23
24 2038 | 0 | 0 | 0 | 0 | 0 | 0 |  | 0 |  | 0 | -1954496.8426 | 24
25 2039 | 0 | 0 | 0 | 0 | 0 | 0 |  | 0 |  | 0 | -1954496.8426 | 25
26 2040 | 0 | 0 | 0 | 0 | 0 | 0 |  | 0 |  | 0 | -1954496.8426 | 26
27 2041 | 0 | 0 | 0 | 0 | 0 | 0 |  | 0 |  | 0 | -1954496.8426 | 27
28 2042 | 0 | 0 | 0 | 0 | 0 | 0 |  | 0 |  | 0 | -1954496.8426 | 28
29 2043 | 0 | 0 | 0 | 0 | 0 | 0 |  | 0 |  | 0 | -1954496.8426 | 29
30 2044 | 0 | 0 | 0 | 0 | 0 | 0 |  | 0 |  | 0 | -1954496.8426 | 30
31 2045 | 0 | 0 | 0 | 0 | 0 | 0 |  | 0 |  | 0 | -1954496.8426 | 31
32 2046 | 0 | 0 | 0 | 0 | 0 | 0 |  | 0 |  | 0 | -1954496.8426 | 32
33 2047 | 0 | 0 | 0 | 0 | 0 | 0 |  | 0 |  | 0 | -1954496.8426 | 33
34 2048 | 0 | 0 | 0 | 0 | 0 | 0 |  | 0 |  | 0 | -1954496.8426 | 34
35 2049 | 0 | 0 | 0 | 0 | 0 | 0 |  | 0 |  | 0 | -1954496.8426 | 35
36 2050 | 0 | 0 | 0 | 0 | 0 | 0 |  | 0 |  | 0 | -1954496.8426 | 36
37 2051 | 0 | 0 | 0 | 0 | 0 | 0 |  | 0 |  | 0 | -1954496.8426 | 37
38 2052 | 0 | 0 | 0 | 0 | 0 | 0 |  | 0 |  | 0 | -1954496.8426 | 38
39 2053 | 0 | 0 | 0 | 0 | 0 | 0 |  | 0 |  | 0 | -1954496.8426 | 39
40 2054 | 0 | 0 | 0 | 0 | 0 | 0 |  | 0 |  | 0 | -1954496.8426 | 40
41 2055 | 0 | 0 | 0 | 0 | 0 | 0 |  | 0 |  | 0 | -1954496.8426 | 41
Total Revenue Area: (combines the two revenue facades)
| 0 | 1 | 2 | 3 | 4 | 5 | 6 | 7 | 8 | 9 | 10 | 11 | 12 | 13 | 14 | 15 | 16 | 17 | 18 | 19 | 20 | 21 | 22 | 23 | 24 | 25 | 26 | 27 | 28 | 29 | 30 | 31 | 32 | 33 | 34 | 35 | 36 | 37 | 38 | 39 | 40
| 0 | 0 | 0 | 0 | 0 | 0 | 0 | 0 | 0 | 0 | 0 | 0 | 0 | 0 | 0 | 0 | 0 | 0 | 0 | 0 | 0 | 0 | 0 | 0 | 0 | 0 | 0 | 0 | 0 | 0 | 0 | 0 | 0 | 0 | 0 | 0 | 0 | 0 | 0 | 0 | 0
|  | 0 | 1 | 2 | 3 | 4 | 5 | 6 | 7 | 8 | 9 | 10 | 11 | 12 | 13 | 14 | 15 | 16 | 17 | 18 | 19 | 20 | 21 | 22 | 23 | 24 | 25 | 26 | 27 | 28 | 29 | 30 | 31 | 32 | 33 | 34 | 35 | 36 | 37 | 38 | 39

## ATCO Gas - Purchase
ATCO Electric Yukon Project Economic Evaluation | [5 empty] | Input data in | blue
Purchase of Equipment from ATCO Gas
Cost Impact
Assumptions:
1 | Financial Parameters
| Distribution Capital Structure and Cost | [5 empty] | Generation Capital Structure and Cost | [5 empty] | Incremental Depreciation Rates: |  | Service Life | Rate
|  | Return | Ratio | B.T. Cost | A.T. Cost |  |  | Return | Ratio | B.T. Cost | A.T. Cost |  | Generation |  | 20 | 5%
| Debt | 5.739% | 60% | 3.444% | 3.444% |  | Debt | 5.739% | 60% | 3.444% | 3.444% |  | Distribution |  | 20 | 5%
| Preferred | 0% | 0% | 0% | 0% |  | Preferred | 0% | 0% | 0% | 0%
| Common | 8.75% | 40% | 5% | 3.5% |  | Common | 8.75% | 40% | 5% | 3.5%
| TOTALS |  |  | 8.444% | 6.944% |  | TOTALS |  |  | 8.444% | 6.944%
| Income Taxes and Escalation |  |  |  | 2011 | 2012 | 2013 | 2014 | >=2015
| Federal and Provincial Income Tax |  |  |  | 31.5% | 30% | 30% | 30% | 30%
Escalation
|  | Capital |  |  |  | 2% | 2% | 2% | 2%
|  | O & M |  |  |  | 2% | 2% | 2% | 2%
|  |  |  | 2015 Income Taxes |  | 30%
2 | All analysis are based on |  | 11 | of costs.
3 | Embedded distribution capital and O&M costs are not considered in analysis.
4 | Base Year ($) |  | 2015
| In-Service Date |  | 2015 | WARNING: Capital expenditures are occurring in/after ISD year
5 | Incremental Capital Spending:
|  |  | Annual Escalation Factor | 1 | 1 | 1 | 1 | 1 | 1.02 | 1.02 | 1.02 | 1.02 | 1.02 | 1.02 | 1.02 | 1.02 | 1.02 | 1.02 | 1.02 | 1.02 | 1.02 | 1.02 | 1.02 | 1.02 | 1.02 | 1.02 | 1.02 | 1.02 | 1.02 | 1.02 | 1.02 | 1.02 | 1.02 | 1.02 | 1.02 | 1.02 | 1.02 | 1.02 | 1.02 | 1.02 | 1.02 | 1.02 | 1.02 | 1.02
|  |  | Compounded Escalation Factor | 1 | 1 | 1 | 1 | 1 | 1.02 | 1.0404 | 1.0612 | 1.0824 | 1.1041 | 1.1262 | 1.1487 | 1.1717 | 1.1951 | 1.219 | 1.2434 | 1.2682 | 1.2936 | 1.3195 | 1.3459 | 1.3728 | 1.4002 | 1.4282 | 1.4568 | 1.4859 | 1.5157 | 1.546 | 1.5769 | 1.6084 | 1.6406 | 1.6734 | 1.7069 | 1.741 | 1.7758 | 1.8114 | 1.8476 | 1.8845 | 1.9222 | 1.9607 | 1.9999 | 2.0399
|  |  | ISD Index | 1 | 0 | 0 | 0 | 0 | 0 | 0 | 0 | 0 | 0 | 0 | 0 | 0 | 0 | 0 | 0 | 0 | 0 | 0 | 0 | 0 | 0 | 0 | 0 | 0 | 0 | 0 | 0 | 0 | 0 | 0 | 0 | 0 | 0 | 0 | 0 | 0 | 0 | 0 | 0 | 0
|  |  |  | 2015 | 2016 | 2017 | 2018 | 2019 | 2020 | 2021 | 2022 | 2023 | 2024 | 2025 | 2026 | 2027 | 2028 | 2029 | 2030 | 2031 | 2032 | 2033 | 2034 | 2035 | 2036 | 2037 | 2038 | 2039 | 2040 | 2041 | 2042 | 2043 | 2044 | 2045 | 2046 | 2047 | 2048 | 2049 | 2050 | 2051 | 2052 | 2053 | 2054 | 2055
| Enter capital expenditures in 2015 dollars |  |  | 1 | 2 | 3 | 4 | 5 | 6 | 7 | 8 | 9 | 10 | 11 | 12 | 13 | 14 | 15 | 16 | 17 | 18 | 19 | 20 | 21 | 22 | 23 | 24 | 25 | 26 | 27 | 28 | 29 | 30 | 31 | 32 | 33 | 34 | 35 | 36 | 37 | 38 | 39 | 40 | 41 | Nom $ Total | Real $ Total
(include ES&G and Contingency)
| Generation |  |  | 2025100 | 0 | 0 | 0 | 0 | 0 | 0 | 0 | 0 | 0 | 0 | 0 | 0 | 0 | 0 | 0 | 0 | 0 | 0 | 0 | 0 | 0 | 0 | 0 | 0 | 0 | 0 | 0 | 0 | 0 | 0 | 0 | 0 | 0 | 0 | 0 | 0 | 0 | 0 | 0 | 0 |  | 2025100
| (inflated) |  |  | 2025100 | 0 | 0 | 0 | 0 | 0 | 0 | 0 | 0 | 0 | 0 | 0 | 0 | 0 | 0 | 0 | 0 | 0 | 0 | 0 | 0 | 0 | 0 | 0 | 0 | 0 | 0 | 0 | 0 | 0 | 0 | 0 | 0 | 0 | 0 | 0 | 0 | 0 | 0 | 0 | 0 | 2025100
| Distribution |  |  | 0 | 0 | 0 | 0 | 0 | 0 | 0 | 0 | 0 | 0 | 0 | 0 | 0 | 0 | 0 | 0 | 0 | 0 | 0 | 0 | 0 | 0 | 0 | 0 | 0 | 0 | 0 | 0 | 0 | 0 | 0 | 0 | 0 | 0 | 0 | 0 | 0 | 0 | 0 | 0 | 0 |  | 0
| (inflated) |  |  | 0 | 0 | 0 | 0 | 0 | 0 | 0 | 0 | 0 | 0 | 0 | 0 | 0 | 0 | 0 | 0 | 0 | 0 | 0 | 0 | 0 | 0 | 0 | 0 | 0 | 0 | 0 | 0 | 0 | 0 | 0 | 0 | 0 | 0 | 0 | 0 | 0 | 0 | 0 | 0 | 0 | 0
| Distribution Communications |  |  | 0 | 0 | 0 | 0 | 0 | 0 | 0 | 0 | 0 | 0 | 0 | 0 | 0 | 0 | 0 | 0 | 0 | 0 | 0 | 0 | 0 | 0 | 0 | 0 | 0 | 0 | 0 | 0 | 0 | 0 | 0 | 0 | 0 | 0 | 0 | 0 | 0 | 0 | 0 | 0 | 0 |  | 0
| (inflated) |  |  | 0 | 0 | 0 | 0 | 0 | 0 | 0 | 0 | 0 | 0 | 0 | 0 | 0 | 0 | 0 | 0 | 0 | 0 | 0 | 0 | 0 | 0 | 0 | 0 | 0 | 0 | 0 | 0 | 0 | 0 | 0 | 0 | 0 | 0 | 0 | 0 | 0 | 0 | 0 | 0 | 0 | 0
| Transmission Communications |  |  | 0 | 0 | 0 | 0 | 0 | 0 | 0 | 0 | 0 | 0 | 0 | 0 | 0 | 0 | 0 | 0 | 0 | 0 | 0 | 0 | 0 | 0 | 0 | 0 | 0 | 0 | 0 | 0 | 0 | 0 | 0 | 0 | 0 | 0 | 0 | 0 | 0 | 0 | 0 | 0 | 0 |  | 0
| (inflated) | (Telecom / Telecontrol) |  | 0 | 0 | 0 | 0 | 0 | 0 | 0 | 0 | 0 | 0 | 0 | 0 | 0 | 0 | 0 | 0 | 0 | 0 | 0 | 0 | 0 | 0 | 0 | 0 | 0 | 0 | 0 | 0 | 0 | 0 | 0 | 0 | 0 | 0 | 0 | 0 | 0 | 0 | 0 | 0 | 0 | 0
| Distribution Other |  |  | 0 | 0 | 0 | 0 | 0 | 0 | 0 | 0 | 0 | 0 | 0 | 0 | 0 | 0 | 0 | 0 | 0 | 0 | 0 | 0 | 0 | 0 | 0 | 0 | 0 | 0 | 0 | 0 | 0 | 0 | 0 | 0 | 0 | 0 | 0 | 0 | 0 | 0 | 0 | 0 | 0 |  | 0
| (inflated) |  |  | 0 | 0 | 0 | 0 | 0 | 0 | 0 | 0 | 0 | 0 | 0 | 0 | 0 | 0 | 0 | 0 | 0 | 0 | 0 | 0 | 0 | 0 | 0 | 0 | 0 | 0 | 0 | 0 | 0 | 0 | 0 | 0 | 0 | 0 | 0 | 0 | 0 | 0 | 0 | 0 | 0 | 0
| Total Capital Cost (2015$) |  |  | 2025100 | 0 | 0 | 0 | 0 | 0 | 0 | 0 | 0 | 0 | 0 | 0 | 0 | 0 | 0 | 0 | 0 | 0 | 0 | 0 | 0 | 0 | 0 | 0 | 0 | 0 | 0 | 0 | 0 | 0 | 0 | 0 | 0 | 0 | 0 | 0 | 0 | 0 | 0 | 0 | 0
| Total Capital Cost (Nom$) |  |  | 2025100 | 0 | 0 | 0 | 0 | 0 | 0 | 0 | 0 | 0 | 0 | 0 | 0 | 0 | 0 | 0 | 0 | 0 | 0 | 0 | 0 | 0 | 0 | 0 | 0 | 0 | 0 | 0 | 0 | 0 | 0 | 0 | 0 | 0 | 0 | 0 | 0 | 0 | 0 | 0 | 0 | 2025100 | 2025100
Source:
6 | AFUDC Calculation & Ratebase:
|  | Calculate AFUDC | No | 2015 1: (yes or no)
|  |  |  | 2015 | 2016 | 2017 | 2018 | 2019 | 2020 | 2021 | 2022 | 2023 | 2024 | 2025 | 2026 | 2027 | 2028 | 2029 | 2030 | 2031 | 2032 | 2033 | 2034 | 2035 | 2036 | 2037 | 2038 | 2039 | 2040 | 2041 | 2042 | 2043 | 2044 | 2045 | 2046 | 2047 | 2048 | 2049 | 2050 | 2051 | 2052 | 2053 | 2054 | 2055 | Total Capital w/
| Generation |  |  | 1 | 2 | 3 | 4 | 5 | 6 | 7 | 8 | 9 | 10 | 11 | 12 | 13 | 14 | 15 | 16 | 17 | 18 | 19 | 20 | 21 | 22 | 23 | 24 | 25 | 26 | 27 | 28 | 29 | 30 | 31 | 32 | 33 | 34 | 35 | 36 | 37 | 38 | 39 | 40 | 41 | escalation & AFUDC
|  |  | Opening Balance | 0 | 2025100 | 2025100 | 2025100 | 2025100 | 2025100 | 2025100 | 2025100 | 2025100 | 2025100 | 2025100 | 2025100 | 2025100 | 2025100 | 2025100 | 2025100 | 2025100 | 2025100 | 2025100 | 2025100 | 2025100 | 2025100 | 2025100 | 2025100 | 2025100 | 2025100 | 2025100 | 2025100 | 2025100 | 2025100 | 2025100 | 2025100 | 2025100 | 2025100 | 2025100 | 2025100 | 2025100 | 2025100 | 2025100 | 2025100 | 2025100
|  |  | Capital Addition | 2025100 | 0 | 0 | 0 | 0 | 0 | 0 | 0 | 0 | 0 | 0 | 0 | 0 | 0 | 0 | 0 | 0 | 0 | 0 | 0 | 0 | 0 | 0 | 0 | 0 | 0 | 0 | 0 | 0 | 0 | 0 | 0 | 0 | 0 | 0 | 0 | 0 | 0 | 0 | 0 | 0
|  |  | 6.944% | 0 | 0 | 0 | 0 | 0 | 0 | 0 | 0 | 0 | 0 | 0 | 0 | 0 | 0 | 0 | 0 | 0 | 0 | 0 | 0 | 0 | 0 | 0 | 0 | 0 | 0 | 0 | 0 | 0 | 0 | 0 | 0 | 0 | 0 | 0 | 0 | 0 | 0 | 0 | 0 | 0
|  |  | RATEBASE | 2025100 | 0 | 0 | 0 | 0 | 0 | 0 | 0 | 0 | 0 | 0 | 0 | 0 | 0 | 0 | 0 | 0 | 0 | 0 | 0 | 0 | 0 | 0 | 0 | 0 | 0 | 0 | 0 | 0 | 0 | 0 | 0 | 0 | 0 | 0 | 0 | 0 | 0 | 0 | 0 | 0 | 2025100
Distribution
|  |  | Opening Balance | 0 | 0 | 0 | 0 | 0 | 0 | 0 | 0 | 0 | 0 | 0 | 0 | 0 | 0 | 0 | 0 | 0 | 0 | 0 | 0 | 0 | 0 | 0 | 0 | 0 | 0 | 0 | 0 | 0 | 0 | 0 | 0 | 0 | 0 | 0 | 0 | 0 | 0 | 0 | 0 | 0
|  |  | Capital Addition | 0 | 0 | 0 | 0 | 0 | 0 | 0 | 0 | 0 | 0 | 0 | 0 | 0 | 0 | 0 | 0 | 0 | 0 | 0 | 0 | 0 | 0 | 0 | 0 | 0 | 0 | 0 | 0 | 0 | 0 | 0 | 0 | 0 | 0 | 0 | 0 | 0 | 0 | 0 | 0 | 0
|  |  | 6.944% | 0 | 0 | 0 | 0 | 0 | 0 | 0 | 0 | 0 | 0 | 0 | 0 | 0 | 0 | 0 | 0 | 0 | 0 | 0 | 0 | 0 | 0 | 0 | 0 | 0 | 0 | 0 | 0 | 0 | 0 | 0 | 0 | 0 | 0 | 0 | 0 | 0 | 0 | 0 | 0 | 0
|  |  | RATEBASE | 0 | 0 | 0 | 0 | 0 | 0 | 0 | 0 | 0 | 0 | 0 | 0 | 0 | 0 | 0 | 0 | 0 | 0 | 0 | 0 | 0 | 0 | 0 | 0 | 0 | 0 | 0 | 0 | 0 | 0 | 0 | 0 | 0 | 0 | 0 | 0 | 0 | 0 | 0 | 0 | 0 | 0
Distribution Communications
|  |  | Opening Balance | 0 | 0 | 0 | 0 | 0 | 0 | 0 | 0 | 0 | 0 | 0 | 0 | 0 | 0 | 0 | 0 | 0 | 0 | 0 | 0 | 0 | 0 | 0 | 0 | 0 | 0 | 0 | 0 | 0 | 0 | 0 | 0 | 0 | 0 | 0 | 0 | 0 | 0 | 0 | 0 | 0
|  |  | Capital Addition | 0 | 0 | 0 | 0 | 0 | 0 | 0 | 0 | 0 | 0 | 0 | 0 | 0 | 0 | 0 | 0 | 0 | 0 | 0 | 0 | 0 | 0 | 0 | 0 | 0 | 0 | 0 | 0 | 0 | 0 | 0 | 0 | 0 | 0 | 0 | 0 | 0 | 0 | 0 | 0 | 0
|  |  | 6.944% | 0 | 0 | 0 | 0 | 0 | 0 | 0 | 0 | 0 | 0 | 0 | 0 | 0 | 0 | 0 | 0 | 0 | 0 | 0 | 0 | 0 | 0 | 0 | 0 | 0 | 0 | 0 | 0 | 0 | 0 | 0 | 0 | 0 | 0 | 0 | 0 | 0 | 0 | 0 | 0 | 0
|  |  | RATEBASE | 0 | 0 | 0 | 0 | 0 | 0 | 0 | 0 | 0 | 0 | 0 | 0 | 0 | 0 | 0 | 0 | 0 | 0 | 0 | 0 | 0 | 0 | 0 | 0 | 0 | 0 | 0 | 0 | 0 | 0 | 0 | 0 | 0 | 0 | 0 | 0 | 0 | 0 | 0 | 0 | 0 | 0
Transmission Communications
|  |  | Opening Balance | 0 | 0 | 0 | 0 | 0 | 0 | 0 | 0 | 0 | 0 | 0 | 0 | 0 | 0 | 0 | 0 | 0 | 0 | 0 | 0 | 0 | 0 | 0 | 0 | 0 | 0 | 0 | 0 | 0 | 0 | 0 | 0 | 0 | 0 | 0 | 0 | 0 | 0 | 0 | 0 | 0
|  |  | Capital Addition | 0 | 0 | 0 | 0 | 0 | 0 | 0 | 0 | 0 | 0 | 0 | 0 | 0 | 0 | 0 | 0 | 0 | 0 | 0 | 0 | 0 | 0 | 0 | 0 | 0 | 0 | 0 | 0 | 0 | 0 | 0 | 0 | 0 | 0 | 0 | 0 | 0 | 0 | 0 | 0 | 0
|  |  | 6.944% | 0 | 0 | 0 | 0 | 0 | 0 | 0 | 0 | 0 | 0 | 0 | 0 | 0 | 0 | 0 | 0 | 0 | 0 | 0 | 0 | 0 | 0 | 0 | 0 | 0 | 0 | 0 | 0 | 0 | 0 | 0 | 0 | 0 | 0 | 0 | 0 | 0 | 0 | 0 | 0 | 0
|  |  | RATEBASE | 0 | 0 | 0 | 0 | 0 | 0 | 0 | 0 | 0 | 0 | 0 | 0 | 0 | 0 | 0 | 0 | 0 | 0 | 0 | 0 | 0 | 0 | 0 | 0 | 0 | 0 | 0 | 0 | 0 | 0 | 0 | 0 | 0 | 0 | 0 | 0 | 0 | 0 | 0 | 0 | 0 | 0
Distribution Other
|  |  | Opening Balance | 0 | 0 | 0 | 0 | 0 | 0 | 0 | 0 | 0 | 0 | 0 | 0 | 0 | 0 | 0 | 0 | 0 | 0 | 0 | 0 | 0 | 0 | 0 | 0 | 0 | 0 | 0 | 0 | 0 | 0 | 0 | 0 | 0 | 0 | 0 | 0 | 0 | 0 | 0 | 0 | 0
|  |  | Capital Addition | 0 | 0 | 0 | 0 | 0 | 0 | 0 | 0 | 0 | 0 | 0 | 0 | 0 | 0 | 0 | 0 | 0 | 0 | 0 | 0 | 0 | 0 | 0 | 0 | 0 | 0 | 0 | 0 | 0 | 0 | 0 | 0 | 0 | 0 | 0 | 0 | 0 | 0 | 0 | 0 | 0
|  |  | 6.944% | 0 | 0 | 0 | 0 | 0 | 0 | 0 | 0 | 0 | 0 | 0 | 0 | 0 | 0 | 0 | 0 | 0 | 0 | 0 | 0 | 0 | 0 | 0 | 0 | 0 | 0 | 0 | 0 | 0 | 0 | 0 | 0 | 0 | 0 | 0 | 0 | 0 | 0 | 0 | 0 | 0
|  |  | RATEBASE | 0 | 0 | 0 | 0 | 0 | 0 | 0 | 0 | 0 | 0 | 0 | 0 | 0 | 0 | 0 | 0 | 0 | 0 | 0 | 0 | 0 | 0 | 0 | 0 | 0 | 0 | 0 | 0 | 0 | 0 | 0 | 0 | 0 | 0 | 0 | 0 | 0 | 0 | 0 | 0 | 0 | 0
Total Rate Base
|  |  | Opening Balance | 0 | 2025100 | 2025100 | 2025100 | 2025100 | 2025100 | 2025100 | 2025100 | 2025100 | 2025100 | 2025100 | 2025100 | 2025100 | 2025100 | 2025100 | 2025100 | 2025100 | 2025100 | 2025100 | 2025100 | 2025100 | 2025100 | 2025100 | 2025100 | 2025100 | 2025100 | 2025100 | 2025100 | 2025100 | 2025100 | 2025100 | 2025100 | 2025100 | 2025100 | 2025100 | 2025100 | 2025100 | 2025100 | 2025100 | 2025100 | 2025100
|  |  | Capital Addition | 2025100 | 0 | 0 | 0 | 0 | 0 | 0 | 0 | 0 | 0 | 0 | 0 | 0 | 0 | 0 | 0 | 0 | 0 | 0 | 0 | 0 | 0 | 0 | 0 | 0 | 0 | 0 | 0 | 0 | 0 | 0 | 0 | 0 | 0 | 0 | 0 | 0 | 0 | 0 | 0 | 0
|  |  | AFUDC | 0 | 0 | 0 | 0 | 0 | 0 | 0 | 0 | 0 | 0 | 0 | 0 | 0 | 0 | 0 | 0 | 0 | 0 | 0 | 0 | 0 | 0 | 0 | 0 | 0 | 0 | 0 | 0 | 0 | 0 | 0 | 0 | 0 | 0 | 0 | 0 | 0 | 0 | 0 | 0 | 0
|  |  | RATEBASE | 2025100 | 0 | 0 | 0 | 0 | 0 | 0 | 0 | 0 | 0 | 0 | 0 | 0 | 0 | 0 | 0 | 0 | 0 | 0 | 0 | 0 | 0 | 0 | 0 | 0 | 0 | 0 | 0 | 0 | 0 | 0 | 0 | 0 | 0 | 0 | 0 | 0 | 0 | 0 | 0 | 0 | 2025100
7 | Incremental Operation and Maintenance Costs:
|  |  | Annual Escalation Factor | 1 | 1 | 1 | 1 | 1 | 1 | 1 | 1 | 1 | 1 | 1 | 1.02 | 1.02 | 1.02 | 1.02 | 1.02 | 1.02 | 1.02 | 1.02 | 1.02 | 1.02 | 1.02 | 1.02 | 1.02 | 1.02 | 1.02 | 1.02 | 1.02 | 1.02 | 1.02 | 1.02 | 1.02 | 1.02 | 1.02 | 1.02 | 1.02 | 1.02 | 1.02 | 1.02 | 1.02 | 1.02
|  |  | Compounded Escalation Factor | 1 | 1 | 1 | 1 | 1 | 1 | 1 | 1 | 1 | 1 | 1 | 1.02 | 1.0404 | 1.0612 | 1.0824 | 1.1041 | 1.1262 | 1.1487 | 1.1717 | 1.1951 | 1.219 | 1.2434 | 1.2682 | 1.2936 | 1.3195 | 1.3459 | 1.3728 | 1.4002 | 1.4282 | 1.4568 | 1.4859 | 1.5157 | 1.546 | 1.5769 | 1.6084 | 1.6406 | 1.6734 | 1.7069 | 1.741 | 1.7758 | 1.8114
|  |  | ISD Index | 1 | 0 | 0 | 0 | 0 | 0 | 0 | 0 | 0 | 0 | 0 | 0 | 0 | 0 | 0 | 0 | 0 | 0 | 0 | 0 | 0 | 0 | 0 | 0 | 0 | 0 | 0 | 0 | 0 | 0 | 0 | 0 | 0 | 0 | 0 | 0 | 0 | 0 | 0 | 0 | 0
| O&M Calculated based on Percentage of Rate Base (Nom$) |  |  | (yes or no) 2016 2: No; (yes or no) 2017 3: (yes or no); (yes or no) 2018 4: Manually enter O&M in next section
If non-linear O&M is required, manually input the data into the Manual Input table.
O & M based on a percentage of capital cost at ISD, escalated thereafter.
|  |  |  | 2015 | 2016 | 2017 | 2018 | 2019 | 2020 | 2021 | 2022 | 2023 | 2024 | 2025 | 2026 | 2027 | 2028 | 2029 | 2030 | 2031 | 2032 | 2033 | 2034 | 2035 | 2036 | 2037 | 2038 | 2039 | 2040 | 2041 | 2042 | 2043 | 2044 | 2045 | 2046 | 2047 | 2048 | 2049 | 2050 | 2051 | 2052 | 2053 | 2054 | 2055
|  |  | O&M Rates | 1 | 2 | 3 | 4 | 5 | 6 | 7 | 8 | 9 | 10 | 11 | 12 | 13 | 14 | 15 | 16 | 17 | 18 | 19 | 20 | 21 | 22 | 23 | 24 | 25 | 26 | 27 | 28 | 29 | 30 | 31 | 32 | 33 | 34 | 35 | 36 | 37 | 38 | 39 | 40 | 41
| Generation Rate = |  | 0% | 0 | 0 | 0 | 0 | 0 | 0 | 0 | 0 | 0 | 0 | 0 | 0 | 0 | 0 | 0 | 0 | 0 | 0 | 0 | 0 | 0 | 0 | 0 | 0 | 0 | 0 | 0 | 0 | 0 | 0 | 0 | 0 | 0 | 0 | 0 | 0 | 0 | 0 | 0 | 0 | 0
| Distribution Rate = |  | 0% | 0 | 0 | 0 | 0 | 0 | 0 | 0 | 0 | 0 | 0 | 0 | 0 | 0 | 0 | 0 | 0 | 0 | 0 | 0 | 0 | 0 | 0 | 0 | 0 | 0 | 0 | 0 | 0 | 0 | 0 | 0 | 0 | 0 | 0 | 0 | 0 | 0 | 0 | 0 | 0 | 0
| Distribution Communications Rate = |  | 0% | 0 | 0 | 0 | 0 | 0 | 0 | 0 | 0 | 0 | 0 | 0 | 0 | 0 | 0 | 0 | 0 | 0 | 0 | 0 | 0 | 0 | 0 | 0 | 0 | 0 | 0 | 0 | 0 | 0 | 0 | 0 | 0 | 0 | 0 | 0 | 0 | 0 | 0 | 0 | 0 | 0
| Transmission Communications Rate = |  | 0% | 0 | 0 | 0 | 0 | 0 | 0 | 0 | 0 | 0 | 0 | 0 | 0 | 0 | 0 | 0 | 0 | 0 | 0 | 0 | 0 | 0 | 0 | 0 | 0 | 0 | 0 | 0 | 0 | 0 | 0 | 0 | 0 | 0 | 0 | 0 | 0 | 0 | 0 | 0 | 0 | 0
| Distribution Other Rate = |  | 0% | 0 | 0 | 0 | 0 | 0 | 0 | 0 | 0 | 0 | 0 | 0 | 0 | 0 | 0 | 0 | 0 | 0 | 0 | 0 | 0 | 0 | 0 | 0 | 0 | 0 | 0 | 0 | 0 | 0 | 0 | 0 | 0 | 0 | 0 | 0 | 0 | 0 | 0 | 0 | 0 | 0
|  | Total |  | 0 | 0 | 0 | 0 | 0 | 0 | 0 | 0 | 0 | 0 | 0 | 0 | 0 | 0 | 0 | 0 | 0 | 0 | 0 | 0 | 0 | 0 | 0 | 0 | 0 | 0 | 0 | 0 | 0 | 0 | 0 | 0 | 0 | 0 | 0 | 0 | 0 | 0 | 0 | 0 | 0
O&M Manual Input (2015$)
|  |  |  | 1 | 2 | 3 | 4 | 5 | 6 | 7 | 8 | 9 | 10 | 11 | 12 | 13 | 14 | 15 | 16 | 17 | 18 | 19 | 20 | 21 | 22 | 23 | 24 | 25 | 26 | 27 | 28 | 29 | 30 | 31 | 32 | 33 | 34 | 35 | 36 | 37 | 38 | 39 | 40 | 41
|  | Generation O&M |  | 13666.6667 | 41273.3333 | 42098.8 | 42940.7767 | 43799.5933 | 44675.5833 | 45569.0933 | 46480.4767 | 47410.0833 | 48358.2867 | 32665.8667 | 0 | 0 | 0 | 0 | 0 | 0 | 0 | 0 | 0 | 0 | 0 | 40000 | 40000 | 40000 | 40000 | 40000 | 40000 | 40000 | 40000 | 40000 | 40000 | 40000 | 40000 | 40000 | 40000 | 40000 | 40000 | 40000 | 40000 | 40000
|  | Distribution O&M |  | 0 | 0 | 0 | 0 | 0 | 0 | 0 | 0 | 0 | 0 | 0 | 0 | 0 | 0 | 0 | 0 | 0 | 0 | 0 | 0 | 0 | 0 | 0 | 0 | 0 | 0 | 0 | 0 | 0 | 0 | 0 | 0 | 0 | 0 | 0 | 0 | 0 | 0 | 0 | 0 | 0
|  | Distribution Communications O&M |  | 0 | 0 | 0 | 0 | 0 | 0 | 0 | 0 | 0 | 0 | 0 | 0 | 0 | 0 | 0 | 0 | 0 | 0 | 0 | 0 | 0 | 0 | 0 | 0 | 0 | 0 | 0 | 0 | 0 | 0 | 0 | 0 | 0 | 0 | 0 | 0 | 0 | 0 | 0 | 0 | 0
|  | Transmission Communications O&M |  | 0 | 0 | 0 | 0 | 0 | 0 | 0 | 0 | 0 | 0 | 0 | 0 | 0 | 0 | 0 | 0 | 0 | 0 | 0 | 0 | 0 | 0 | 0 | 0 | 0 | 0 | 0 | 0 | 0 | 0 | 0 | 0 | 0 | 0 | 0 | 0 | 0 | 0 | 0 | 0 | 0
|  | Distribution Other O&M |  | 0 | 0 | 0 | 0 | 0 | 0 | 0 | 0 | 0 | 0 | 0 | 0 | 0 | 0 | 0 | 0 | 0 | 0 | 0 | 0 | 0 | 0 | 0 | 0 | 0 | 0 | 0 | 0 | 0 | 0 | 0 | 0 | 0 | 0 | 0 | 0 | 0 | 0 | 0 | 0 | 0
|  |  |  | 13666.6667 | 41273.3333 | 42098.8 | 42940.7767 | 43799.5933 | 44675.5833 | 45569.0933 | 46480.4767 | 47410.0833 | 48358.2867 | 32665.8667 | 0 | 0 | 0 | 0 | 0 | 0 | 0 | 0 | 0 | 0 | 0 | 40000 | 40000 | 40000 | 40000 | 40000 | 40000 | 40000 | 40000 | 40000 | 40000 | 40000 | 40000 | 40000 | 40000 | 40000 | 40000 | 40000 | 40000 | 40000
Escalated Manually Input O&M (Nom$)
|  |  |  | 1 | 2 | 3 | 4 | 5 | 6 | 7 | 8 | 9 | 10 | 11 | 12 | 13 | 14 | 15 | 16 | 17 | 18 | 19 | 20 | 21 | 22 | 23 | 24 | 25 | 26 | 27 | 28 | 29 | 30 | 31 | 32 | 33 | 34 | 35 | 36 | 37 | 38 | 39 | 40 | 41
|  | Generation O&M |  | 13666.6667 | 41273.3333 | 42098.8 | 42940.7767 | 43799.5933 | 44675.5833 | 45569.0933 | 46480.4767 | 47410.0833 | 48358.2867 | 32665.8667 | 0 | 0 | 0 | 0 | 0 | 0 | 0 | 0 | 0 | 0 | 0 | 50729.6718 | 51744.2652 | 52779.1505 | 53834.7335 | 54911.4282 | 56009.6568 | 57129.8499 | 58272.4469 | 59437.8958 | 60626.6538 | 61839.1868 | 63075.9706 | 64337.49 | 65624.2398 | 66936.7246 | 68275.4591 | 69640.9682 | 71033.7876 | 72454.4634
|  | Distribution O&M |  | 0 | 0 | 0 | 0 | 0 | 0 | 0 | 0 | 0 | 0 | 0 | 0 | 0 | 0 | 0 | 0 | 0 | 0 | 0 | 0 | 0 | 0 | 0 | 0 | 0 | 0 | 0 | 0 | 0 | 0 | 0 | 0 | 0 | 0 | 0 | 0 | 0 | 0 | 0 | 0 | 0
|  | Distribution Communications O&M |  | 0 | 0 | 0 | 0 | 0 | 0 | 0 | 0 | 0 | 0 | 0 | 0 | 0 | 0 | 0 | 0 | 0 | 0 | 0 | 0 | 0 | 0 | 0 | 0 | 0 | 0 | 0 | 0 | 0 | 0 | 0 | 0 | 0 | 0 | 0 | 0 | 0 | 0 | 0 | 0 | 0
|  | Transmission Communications O&M |  | 0 | 0 | 0 | 0 | 0 | 0 | 0 | 0 | 0 | 0 | 0 | 0 | 0 | 0 | 0 | 0 | 0 | 0 | 0 | 0 | 0 | 0 | 0 | 0 | 0 | 0 | 0 | 0 | 0 | 0 | 0 | 0 | 0 | 0 | 0 | 0 | 0 | 0 | 0 | 0 | 0
|  | Distribution Other O&M |  | 0 | 0 | 0 | 0 | 0 | 0 | 0 | 0 | 0 | 0 | 0 | 0 | 0 | 0 | 0 | 0 | 0 | 0 | 0 | 0 | 0 | 0 | 0 | 0 | 0 | 0 | 0 | 0 | 0 | 0 | 0 | 0 | 0 | 0 | 0 | 0 | 0 | 0 | 0 | 0 | 0
|  |  |  | 13666.6667 | 41273.3333 | 42098.8 | 42940.7767 | 43799.5933 | 44675.5833 | 45569.0933 | 46480.4767 | 47410.0833 | 48358.2867 | 32665.8667 | 0 | 0 | 0 | 0 | 0 | 0 | 0 | 0 | 0 | 0 | 0 | 50729.6718 | 51744.2652 | 52779.1505 | 53834.7335 | 54911.4282 | 56009.6568 | 57129.8499 | 58272.4469 | 59437.8958 | 60626.6538 | 61839.1868 | 63075.9706 | 64337.49 | 65624.2398 | 66936.7246 | 68275.4591 | 69640.9682 | 71033.7876 | 72454.4634
Source:
8 | Incremental Annual Operation and Maintenance Savings:
Manually input the continuous O&M savings. The savings will appear at the ISD and will automatically extrapolate thereafter.
If there are non-continuous savings, manually input the amounts in the corresponding years as negative numbers in the above Section #7.
[5 empty] | Savings in |  |  | Escalated
[5 empty] | 2015 Dollars | (Enter negative numbers) |  | Savings in ISD Year (2015)
|  |  | Generation | 2: 0; 5: 0
|  |  | Distribution | 2: 0; 5: 0
|  |  | Distribution Communications | 2: 0; 5: 0
|  |  | Transmission Communications | 2: 0; 5: 0
|  |  | Distribution Other | 2: 0; 5: 0
[5 empty] | 0 |  |  | 0
|  |  | Source: | 2: Savings will be escalated after year 1
9 | Load and Assumptions:
If additional load is required in subsequent years, manually input the data in corresponding years. This is for information only.
[6 empty] | Distribution | Transmission
| Current Peak Load: |  | 0 | 1: Load Factor:; 3: 80%; 4: 83%
| Load Growth Forecast: |  | 0% | 1: Loss Factor:; 3: 65.27%; 4: 70.03%
|  |  |  | Growth Loss Factor: |  | 0% | 0%
Source: Bruce Ramsay, Load Research
|  |  |  | 1 | 2 | 3 | 4 | 5 | 6 | 7 | 8 | 9 | 10 | 11 | 12 | 13 | 14 | 15 | 16 | 17 | 18 | 19 | 20 | 21 | 22 | 23 | 24 | 25 | 26 | 27 | 28 | 29 | 30 | 31 | 32 | 33 | 34 | 35 | 36 | 37 | 38 | 39 | 40 | 41
|  |  |  | 2015 | 2016 | 2017 | 2018 | 2019 | 2020 | 2021 | 2022 | 2023 | 2024 | 2025 | 2026 | 2027 | 2028 | 2029 | 2030 | 2031 | 2032 | 2033 | 2034 | 2035 | 2036 | 2037 | 2038 | 2039 | 2040 | 2041 | 2042 | 2043 | 2044 | 2045 | 2046 | 2047 | 2048 | 2049 | 2050 | 2051 | 2052 | 2053 | 2054 | 2055
|  |  | Peak Load: | 0 | 0 | 0 | 0 | 0 | 0 | 0 | 0 | 0 | 0 | 0 | 0 | 0 | 0 | 0 | 0 | 0 | 0 | 0 | 0 | 0 | 0 | 0 | 0 | 0 | 0 | 0 | 0 | 0 | 0 | 0 | 0 | 0 | 0 | 0 | 0 | 0 | 0 | 0 | 0 | 0
|  |  | Manual Load Input: | 0 | 0 | 0 | 0 | 0 | 0 | 0 | 0 | 0 | 0 | 0 | 0 | 0 | 0 | 0 | 0 | 0 | 0 | 0 | 0 | 0 | 0 | 0 | 0 | 0 | 0 | 0 | 0 | 0 | 0 | 0 | 0 | 0 | 0 | 0 | 0 | 0 | 0 | 0 | 0 | 0
|  |  | TOTAL Load: | 0 | 0 | 0 | 0 | 0 | 0 | 0 | 0 | 0 | 0 | 0 | 0 | 0 | 0 | 0 | 0 | 0 | 0 | 0 | 0 | 0 | 0 | 0 | 0 | 0 | 0 | 0 | 0 | 0 | 0 | 0 | 0 | 0 | 0 | 0 | 0 | 0 | 0 | 0 | 0 | 0
Source:
10 | Distribution Peak Line Losses:
(yes or no)
|  | Distribution Losses @ ISD: | 0 | Source: Bruce Ramsay, Load Research 1 2015: Future losses based on Growth Loss Factor; Source: Bruce Ramsay, Load Research 4 2018: Yes; Source: Bruce Ramsay, Load Research 5 2019: (if no, manually input the Losses in the corresponding year)
|  |  |  | 1 | 2 | 3 | 4 | 5 | 6 | 7 | 8 | 9 | 10 | 11 | 12 | 13 | 14 | 15 | 16 | 17 | 18 | 19 | 20 | 21 | 22 | 23 | 24 | 25 | 26 | 27 | 28 | 29 | 30 | 31 | 32 | 33 | 34 | 35 | 36 | 37 | 38 | 39 | 40 | 41
|  |  |  | 2015 | 2016 | 2017 | 2018 | 2019 | 2020 | 2021 | 2022 | 2023 | 2024 | 2025 | 2026 | 2027 | 2028 | 2029 | 2030 | 2031 | 2032 | 2033 | 2034 | 2035 | 2036 | 2037 | 2038 | 2039 | 2040 | 2041 | 2042 | 2043 | 2044 | 2045 | 2046 | 2047 | 2048 | 2049 | 2050 | 2051 | 2052 | 2053 | 2054 | 2055
|  |  | Distribution Peak Losses: | 0 | 0 | 0 | 0 | 0 | 0 | 0 | 0 | 0 | 0 | 0 | 0 | 0 | 0 | 0 | 0 | 0 | 0 | 0 | 0 | 0 | 0 | 0 | 0 | 0 | 0 | 0 | 0 | 0 | 0 | 0 | 0 | 0 | 0 | 0 | 0 | 0 | 0 | 0 | 0 | 0
|  |  | Manual Loss Input: | 0 | 0 | 0 | 0 | 0 | 0 | 0 | 0 | 0 | 0 | 0 | 0 | 0 | 0 | 0 | 0 | 0 | 0 | 0 | 0 | 0 | 0 | 0 | 0 | 0 | 0 | 0 | 0 | 0 | 0 | 0 | 0 | 0 | 0 | 0 | 0 | 0 | 0 | 0 | 0 | 0
|  |  | TOTAL: | 0 | 0 | 0 | 0 | 0 | 0 | 0 | 0 | 0 | 0 | 0 | 0 | 0 | 0 | 0 | 0 | 0 | 0 | 0 | 0 | 0 | 0 | 0 | 0 | 0 | 0 | 0 | 0 | 0 | 0 | 0 | 0 | 0 | 0 | 0 | 0 | 0 | 0 | 0 | 0 | 0
Source:
11 | Transmission Peak Line Losses:
(yes or no)
|  | Transmission Losses @ ISD: | 0 | Future losses based on Growth Loss Factor 1 2015: Future losses based on Growth Loss Factor; Yes 4 2018: Yes; (if no, manually input the Losses in the corresponding year) 5 2019: (if no, manually input the Losses in the corresponding year)
|  |  |  | 1 | 2 | 3 | 4 | 5 | 6 | 7 | 8 | 9 | 10 | 11 | 12 | 13 | 14 | 15 | 16 | 17 | 18 | 19 | 20 | 21 | 22 | 23 | 24 | 25 | 26 | 27 | 28 | 29 | 30 | 31 | 32 | 33 | 34 | 35 | 36 | 37 | 38 | 39 | 40 | 41
|  |  |  | 2015 | 2016 | 2017 | 2018 | 2019 | 2020 | 2021 | 2022 | 2023 | 2024 | 2025 | 2026 | 2027 | 2028 | 2029 | 2030 | 2031 | 2032 | 2033 | 2034 | 2035 | 2036 | 2037 | 2038 | 2039 | 2040 | 2041 | 2042 | 2043 | 2044 | 2045 | 2046 | 2047 | 2048 | 2049 | 2050 | 2051 | 2052 | 2053 | 2054 | 2055
|  |  | Transmission Peak Losses: | 0 | 0 | 0 | 0 | 0 | 0 | 0 | 0 | 0 | 0 | 0 | 0 | 0 | 0 | 0 | 0 | 0 | 0 | 0 | 0 | 0 | 0 | 0 | 0 | 0 | 0 | 0 | 0 | 0 | 0 | 0 | 0 | 0 | 0 | 0 | 0 | 0 | 0 | 0 | 0 | 0
|  |  | Manual Input: | 0 | 0 | 0 | 0 | 0 | 0 | 0 | 0 | 0 | 0 | 0 | 0 | 0 | 0 | 0 | 0 | 0 | 0 | 0 | 0 | 0 | 0 | 0 | 0 | 0 | 0 | 0 | 0 | 0 | 0 | 0 | 0 | 0 | 0 | 0 | 0 | 0 | 0 | 0 | 0 | 0
|  |  | TOTAL: | 0 | 0 | 0 | 0 | 0 | 0 | 0 | 0 | 0 | 0 | 0 | 0 | 0 | 0 | 0 | 0 | 0 | 0 | 0 | 0 | 0 | 0 | 0 | 0 | 0 | 0 | 0 | 0 | 0 | 0 | 0 | 0 | 0 | 0 | 0 | 0 | 0 | 0 | 0 | 0 | 0
Source:
12 | Cost of Energy: |  | 2015 | Future losses based on Growth Loss Factor 1 2015: 2016; Future losses based on Growth Loss Factor 2 2016: 2017; Future losses based on Growth Loss Factor 3 2017: 2018; Yes 4 2018: 2019; (if no, manually input the Losses in the corresponding year) 5 2019: Escalation therafter
| Power Pool Energy Price ($/MWh) |  | 70.875 | Future losses based on Growth Loss Factor 1 2015: 51.5; Future losses based on Growth Loss Factor 2 2016: 47.5; Future losses based on Growth Loss Factor 3 2017: 51; Yes 4 2018: 54.5; (if no, manually input the Losses in the corresponding year) 5 2019: 2%
| Source: | Chase Energy Report dated May 2, 2013
13 | Distribution Line Loss Calculation:
(Peak Losses x (LF)^1.912 x 8,760 x Price)
|  |  |  | 2015 | 2016 | 2017 | 2018 | 2019 | 2020 | 2021 | 2022 | 2023 | 2024 | 2025 | 2026 | 2027 | 2028 | 2029 | 2030 | 2031 | 2032 | 2033 | 2034 | 2035 | 2036 | 2037 | 2038 | 2039 | 2040 | 2041 | 2042 | 2043 | 2044 | 2045 | 2046 | 2047 | 2048 | 2049 | 2050 | 2051 | 2052 | 2053 | 2054 | 2055
|  |  |  | 1 | 2 | 3 | 4 | 5 | 6 | 7 | 8 | 9 | 10 | 11 | 12 | 13 | 14 | 15 | 16 | 17 | 18 | 19 | 20 | 21 | 22 | 23 | 24 | 25 | 26 | 27 | 28 | 29 | 30 | 31 | 32 | 33 | 34 | 35 | 36 | 37 | 38 | 39 | 40 | 41
|  | Line Losses (kW.h) |  | 0 | 0 | 0 | 0 | 0 | 0 | 0 | 0 | 0 | 0 | 0 | 0 | 0 | 0 | 0 | 0 | 0 | 0 | 0 | 0 | 0 | 0 | 0 | 0 | 0 | 0 | 0 | 0 | 0 | 0 | 0 | 0 | 0 | 0 | 0 | 0 | 0 | 0 | 0 | 0 | 0
|  | Cost of Energy (Nom$/kWh) |  | 0.070875 | 0.0515 | 0.0475 | 0.051 | 0.0545 | 0.05559 | 0.056702 | 0.057836 | 0.058993 | 0.060172 | 0.061376 | 0.062603 | 0.063855 | 0.065133 | 0.066435 | 0.067764 | 0.069119 | 0.070502 | 0.071912 | 0.07335 | 0.074817 | 0.076313 | 0.077839 | 0.079396 | 0.080984 | 0.082604 | 0.084256 | 0.085941 | 0.08766 | 0.089413 | 0.091201 | 0.093025 | 0.094886 | 0.096784 | 0.098719 | 0.10069 | 0.10271 | 0.10476 | 0.10686 | 0.10899 | 0.11117
|  | Line Loss Value (Nom$) |  | 0 | 0 | 0 | 0 | 0 | 0 | 0 | 0 | 0 | 0 | 0 | 0 | 0 | 0 | 0 | 0 | 0 | 0 | 0 | 0 | 0 | 0 | 0 | 0 | 0 | 0 | 0 | 0 | 0 | 0 | 0 | 0 | 0 | 0 | 0 | 0 | 0 | 0 | 0 | 0 | 0
14 | Transmission Line Loss Calculation:
(Peak Losses x (LF)^1.912 x 8,760 x Price)
|  |  |  | 2015 | 2016 | 2017 | 2018 | 2019 | 2020 | 2021 | 2022 | 2023 | 2024 | 2025 | 2026 | 2027 | 2028 | 2029 | 2030 | 2031 | 2032 | 2033 | 2034 | 2035 | 2036 | 2037 | 2038 | 2039 | 2040 | 2041 | 2042 | 2043 | 2044 | 2045 | 2046 | 2047 | 2048 | 2049 | 2050 | 2051 | 2052 | 2053 | 2054 | 2055
|  |  |  | 1 | 2 | 3 | 4 | 5 | 6 | 7 | 8 | 9 | 10 | 11 | 12 | 13 | 14 | 15 | 16 | 17 | 18 | 19 | 20 | 21 | 22 | 23 | 24 | 25 | 26 | 27 | 28 | 29 | 30 | 31 | 32 | 33 | 34 | 35 | 36 | 37 | 38 | 39 | 40 | 41
|  | Line Losses (kW.h) |  | 0 | 0 | 0 | 0 | 0 | 0 | 0 | 0 | 0 | 0 | 0 | 0 | 0 | 0 | 0 | 0 | 0 | 0 | 0 | 0 | 0 | 0 | 0 | 0 | 0 | 0 | 0 | 0 | 0 | 0 | 0 | 0 | 0 | 0 | 0 | 0 | 0 | 0 | 0 | 0 | 0
|  | Cost of Energy (Nom$/kWh) |  | 0.070875 | 0.0515 | 0.0475 | 0.051 | 0.0545 | 0.05559 | 0.056702 | 0.057836 | 0.058993 | 0.060172 | 0.061376 | 0.062603 | 0.063855 | 0.065133 | 0.066435 | 0.067764 | 0.069119 | 0.070502 | 0.071912 | 0.07335 | 0.074817 | 0.076313 | 0.077839 | 0.079396 | 0.080984 | 0.082604 | 0.084256 | 0.085941 | 0.08766 | 0.089413 | 0.091201 | 0.093025 | 0.094886 | 0.096784 | 0.098719 | 0.10069 | 0.10271 | 0.10476 | 0.10686 | 0.10899 | 0.11117
|  | Line Loss Value (Nom$) |  | 0 | 0 | 0 | 0 | 0 | 0 | 0 | 0 | 0 | 0 | 0 | 0 | 0 | 0 | 0 | 0 | 0 | 0 | 0 | 0 | 0 | 0 | 0 | 0 | 0 | 0 | 0 | 0 | 0 | 0 | 0 | 0 | 0 | 0 | 0 | 0 | 0 | 0 | 0 | 0 | 0
15 | Insurance and Property Tax: |  |  | 2016 2: Include Ins. & Prop. Tax:; 2017 3: No; 2018 4: (yes or no)
Insurance and property tax is a percentage of property in service on an annual basis.
|  |  |  | Property Tax | Insurance
| Transmission |  |  | 2015 1: 0.914%; 2016 2: 0.127%
| Distribution |  |  | 2015 1: 0.235%; 2016 2: 0.082%
| Communication |  |  | 2015 1: 0.966%; 2016 2: 0.116%
| Distribution Other |  |  | 2015 1: 0.076%; 2016 2: 0.078%
|  |  |  | 2015 | 2016 | 2017 | 2018 | 2019 | 2020 | 2021 | 2022 | 2023 | 2024 | 2025 | 2026 | 2027 | 2028 | 2029 | 2030 | 2031 | 2032 | 2033 | 2034 | 2035 | 2036 | 2037 | 2038 | 2039 | 2040 | 2041 | 2042 | 2043 | 2044 | 2045 | 2046 | 2047 | 2048 | 2049 | 2050 | 2051 | 2052 | 2053 | 2054 | 2055
|  | Year: |  | 1 | 2 | 3 | 4 | 5 | 6 | 7 | 8 | 9 | 10 | 11 | 12 | 13 | 14 | 15 | 16 | 17 | 18 | 19 | 20 | 21 | 22 | 23 | 24 | 25 | 26 | 27 | 28 | 29 | 30 | 31 | 32 | 33 | 34 | 35 | 36 | 37 | 38 | 39 | 40 | 41
|  | Generation |  | 0 | 0 | 0 | 0 | 0 | 0 | 0 | 0 | 0 | 0 | 0 | 0 | 0 | 0 | 0 | 0 | 0 | 0 | 0 | 0 | 0 | 0 | 0 | 0 | 0 | 0 | 0 | 0 | 0 | 0 | 0 | 0 | 0 | 0 | 0 | 0 | 0 | 0 | 0 | 0 | 0
|  | Distribution |  | 0 | 0 | 0 | 0 | 0 | 0 | 0 | 0 | 0 | 0 | 0 | 0 | 0 | 0 | 0 | 0 | 0 | 0 | 0 | 0 | 0 | 0 | 0 | 0 | 0 | 0 | 0 | 0 | 0 | 0 | 0 | 0 | 0 | 0 | 0 | 0 | 0 | 0 | 0 | 0 | 0
|  | Distribution Communications |  | 0 | 0 | 0 | 0 | 0 | 0 | 0 | 0 | 0 | 0 | 0 | 0 | 0 | 0 | 0 | 0 | 0 | 0 | 0 | 0 | 0 | 0 | 0 | 0 | 0 | 0 | 0 | 0 | 0 | 0 | 0 | 0 | 0 | 0 | 0 | 0 | 0 | 0 | 0 | 0 | 0
|  | Transmission Communications |  | 0 | 0 | 0 | 0 | 0 | 0 | 0 | 0 | 0 | 0 | 0 | 0 | 0 | 0 | 0 | 0 | 0 | 0 | 0 | 0 | 0 | 0 | 0 | 0 | 0 | 0 | 0 | 0 | 0 | 0 | 0 | 0 | 0 | 0 | 0 | 0 | 0 | 0 | 0 | 0 | 0
|  | Distribution Other |  | 0 | 0 | 0 | 0 | 0 | 0 | 0 | 0 | 0 | 0 | 0 | 0 | 0 | 0 | 0 | 0 | 0 | 0 | 0 | 0 | 0 | 0 | 0 | 0 | 0 | 0 | 0 | 0 | 0 | 0 | 0 | 0 | 0 | 0 | 0 | 0 | 0 | 0 | 0 | 0 | 0
|  | Total |  | 0 | 0 | 0 | 0 | 0 | 0 | 0 | 0 | 0 | 0 | 0 | 0 | 0 | 0 | 0 | 0 | 0 | 0 | 0 | 0 | 0 | 0 | 0 | 0 | 0 | 0 | 0 | 0 | 0 | 0 | 0 | 0 | 0 | 0 | 0 | 0 | 0 | 0 | 0 | 0 | 0
Source: D. Freedman, Regulation & Business Plans
16 | Salvage and Early Retirement:
In the event some equipment must be retired early, the NBV will be treated as an increase to accumulated depreciation, hence an increase to project costs.
Salvage costs are included in the depreciation expense.
Re-deployed assets have no effect in this analysis. (Manual input)
|  |  |  | 2015 | 2016 | 2017 | 2018 | 2019 | 2020 | 2021 | 2022 | 2023 | 2024 | 2025 | 2026 | 2027 | 2028 | 2029 | 2030 | 2031 | 2032 | 2033 | 2034 | 2035 | 2036 | 2037 | 2038 | 2039 | 2040 | 2041 | 2042 | 2043 | 2044 | 2045 | 2046 | 2047 | 2048 | 2049 | 2050 | 2051 | 2052 | 2053 | 2054 | 2055
|  | Year: |  | 1 | 2 | 3 | 4 | 5 | 6 | 7 | 8 | 9 | 10 | 11 | 12 | 13 | 14 | 15 | 16 | 17 | 18 | 19 | 20 | 21 | 22 | 23 | 24 | 25 | 26 | 27 | 28 | 29 | 30 | 31 | 32 | 33 | 34 | 35 | 36 | 37 | 38 | 39 | 40 | 41
|  | Generation NBV |  | 0 | 0 | 0 | 0 | 0 | 0 | 0 | 0 | 0 | 0 | 0 | 0 | 0 | 0 | 0 | 0 | 0 | 0 | 0 | 0 | 0 | 0 | 0 | 0 | 0 | 0 | 0 | 0 | 0 | 0 | 0 | 0 | 0 | 0 | 0 | 0 | 0 | 0 | 0 | 0 | 0
|  | Distribution NBV |  | 0 | 0 | 0 | 0 | 0 | 0 | 0 | 0 | 0 | 0 | 0 | 0 | 0 | 0 | 0 | 0 | 0 | 0 | 0 | 0 | 0 | 0 | 0 | 0 | 0 | 0 | 0 | 0 | 0 | 0 | 0 | 0 | 0 | 0 | 0 | 0 | 0 | 0 | 0 | 0 | 0
|  | Distribution Communications NBV |  | 0 | 0 | 0 | 0 | 0 | 0 | 0 | 0 | 0 | 0 | 0 | 0 | 0 | 0 | 0 | 0 | 0 | 0 | 0 | 0 | 0 | 0 | 0 | 0 | 0 | 0 | 0 | 0 | 0 | 0 | 0 | 0 | 0 | 0 | 0 | 0 | 0 | 0 | 0 | 0 | 0
|  | Transmission Communications NBV |  | 0 | 0 | 0 | 0 | 0 | 0 | 0 | 0 | 0 | 0 | 0 | 0 | 0 | 0 | 0 | 0 | 0 | 0 | 0 | 0 | 0 | 0 | 0 | 0 | 0 | 0 | 0 | 0 | 0 | 0 | 0 | 0 | 0 | 0 | 0 | 0 | 0 | 0 | 0 | 0 | 0
|  | Distribution Other NBV |  | 0 | 0 | 0 | 0 | 0 | 0 | 0 | 0 | 0 | 0 | 0 | 0 | 0 | 0 | 0 | 0 | 0 | 0 | 0 | 0 | 0 | 0 | 0 | 0 | 0 | 0 | 0 | 0 | 0 | 0 | 0 | 0 | 0 | 0 | 0 | 0 | 0 | 0 | 0 | 0 | 0
|  | Total |  | 0 | 0 | 0 | 0 | 0 | 0 | 0 | 0 | 0 | 0 | 0 | 0 | 0 | 0 | 0 | 0 | 0 | 0 | 0 | 0 | 0 | 0 | 0 | 0 | 0 | 0 | 0 | 0 | 0 | 0 | 0 | 0 | 0 | 0 | 0 | 0 | 0 | 0 | 0 | 0 | 0
Source:

## DIST2 (hidden)
Purchase of Equipment from ATCO Gas
0
Distribution Cost Impact
Base Year Is: | 2015
# Years of Revenue: | 11
Years of Costs: | r | <== "R" for same as Revenues, "L" for asset Life
Prepared By:
REVENUE CALCULATION: | c | <== "S" for Standard $/kw, "C" for Calculated amount.
| 2015 | 2016 | 2017 | 2018 | 2019 | 2020 | 2021 | 2022 | 2023 | 2024 | 2025 | 2026 | 2027 | 2028 | 2029 | 2030 | 2031 | 2032 | 2033 | 2034 | 2035 | 2036 | 2037 | 2038 | 2039 | 2040 | 2041 | 2042 | 2043 | 2044 | 2045 | 2046 | 2047 | 2048 | 2049 | 2050 | 2051 | 2052 | 2053 | 2054 | 2055
Descriptions (8) Below: | 1 | 2 | 3 | 4 | 5 | 6 | 7 | 8 | 9 | 10 | 11 | 12 | 13 | 14 | 15 | 16 | 17 | 18 | 19 | 20 | 21 | 22 | 23 | 24 | 25 | 26 | 27 | 28 | 29 | 30 | 31 | 32 | 33 | 34 | 35 | 36 | 37 | 38 | 39 | 40 | 41
These field are not required
Total Revenue: | 0 | 0 | 0 | 0 | 0 | 0 | 0 | 0 | 0 | 0 | 0 | 0 | 0 | 0 | 0 | 0 | 0 | 0 | 0 | 0 | 0 | 0 | 0 | 0 | 0 | 0 | 0 | 0 | 0 | 0 | 0 | 0 | 0 | 0 | 0 | 0 | 0 | 0 | 0 | 0 | 0
CAPITAL EXPENDITURES (mid-year): | 2015 | 2016 | 2017 | 2018 | 2019 | 2020 | 2021 | 2022 | 2023 | 2024 | 2025 | 2026 | 2027 | 2028 | 2029 | 2030 | 2031 | 2032 | 2033 | 2034 | 2035 | 2036 | 2037 | 2038 | 2039 | 2040 | 2041 | 2042 | 2043 | 2044 | 2045 | 2046 | 2047 | 2048 | 2049 | 2050 | 2051 | 2052 | 2053 | 2054 | 2055
Descriptions (8) Below: | 1 | 2 | 3 | 4 | 5 | 6 | 7 | 8 | 9 | 10 | 11 | 12 | 13 | 14 | 15 | 16 | 17 | 18 | 19 | 20 | 21 | 22 | 23 | 24 | 25 | 26 | 27 | 28 | 29 | 30 | 31 | 32 | 33 | 34 | 35 | 36 | 37 | 38 | 39 | 40 | 41
1) | 0 | 0 | 0 | 0 | 0 | 0 | 0 | 0 | 0 | 0 | 0 | 0 | 0 | 0 | 0 | 0 | 0 | 0 | 0 | 0 | 0 | 0 | 0 | 0 | 0 | 0 | 0 | 0 | 0 | 0 | 0 | 0 | 0 | 0 | 0 | 0 | 0 | 0 | 0 | 0 | 0
2) | 0 | 0 | 0 | 0 | 0 | 0 | 0 | 0 | 0 | 0 | 0 | 0 | 0 | 0 | 0 | 0 | 0 | 0 | 0 | 0 | 0 | 0 | 0 | 0 | 0 | 0 | 0 | 0 | 0 | 0 | 0 | 0 | 0 | 0 | 0 | 0 | 0 | 0 | 0 | 0 | 0
3) Distribution | 0 | 0 | 0 | 0 | 0 | 0 | 0 | 0 | 0 | 0 | 0 | 0 | 0 | 0 | 0 | 0 | 0 | 0 | 0 | 0 | 0 | 0 | 0 | 0 | 0 | 0 | 0 | 0 | 0 | 0 | 0 | 0 | 0 | 0 | 0 | 0 | 0 | 0 | 0 | 0 | 0
4) | 0 | 0 | 0 | 0 | 0 | 0 | 0 | 0 | 0 | 0 | 0 | 0 | 0 | 0 | 0 | 0 | 0 | 0 | 0 | 0 | 0 | 0 | 0 | 0 | 0 | 0 | 0 | 0 | 0 | 0 | 0 | 0 | 0 | 0 | 0 | 0 | 0 | 0 | 0 | 0 | 0
5) Distribution Communication | 0 | 0 | 0 | 0 | 0 | 0 | 0 | 0 | 0 | 0 | 0 | 0 | 0 | 0 | 0 | 0 | 0 | 0 | 0 | 0 | 0 | 0 | 0 | 0 | 0 | 0 | 0 | 0 | 0 | 0 | 0 | 0 | 0 | 0 | 0 | 0 | 0 | 0 | 0 | 0 | 0
6) | 0 | 0 | 0 | 0 | 0 | 0 | 0 | 0 | 0 | 0 | 0 | 0 | 0 | 0 | 0 | 0 | 0 | 0 | 0 | 0 | 0 | 0 | 0 | 0 | 0 | 0 | 0 | 0 | 0 | 0 | 0 | 0 | 0 | 0 | 0 | 0 | 0 | 0 | 0 | 0 | 0
7) Distribution Other | 0 | 0 | 0 | 0 | 0 | 0 | 0 | 0 | 0 | 0 | 0 | 0 | 0 | 0 | 0 | 0 | 0 | 0 | 0 | 0 | 0 | 0 | 0 | 0 | 0 | 0 | 0 | 0 | 0 | 0 | 0 | 0 | 0 | 0 | 0 | 0 | 0 | 0 | 0 | 0 | 0
8) | 0 | 0 | 0 | 0 | 0 | 0 | 0 | 0 | 0 | 0 | 0 | 0 | 0 | 0 | 0 | 0 | 0 | 0 | 0 | 0 | 0 | 0 | 0 | 0 | 0 | 0 | 0 | 0 | 0 | 0 | 0 | 0 | 0 | 0 | 0 | 0 | 0 | 0 | 0 | 0 | 0
Total | 0 | 0 | 0 | 0 | 0 | 0 | 0 | 0 | 0 | 0 | 0 | 0 | 0 | 0 | 0 | 0 | 0 | 0 | 0 | 0 | 0 | 0 | 0 | 0 | 0 | 0 | 0 | 0 | 0 | 0 | 0 | 0 | 0 | 0 | 0 | 0 | 0 | 0 | 0 | 0 | 0
O&M EXPENDITURES: | 2015 | 2016 | 2017 | 2018 | 2019 | 2020 | 2021 | 2022 | 2023 | 2024 | 2025 | 2026 | 2027 | 2028 | 2029 | 2030 | 2031 | 2032 | 2033 | 2034 | 2035 | 2036 | 2037 | 2038 | 2039 | 2040 | 2041 | 2042 | 2043 | 2044 | 2045 | 2046 | 2047 | 2048 | 2049 | 2050 | 2051 | 2052 | 2053 | 2054 | 2055
Descriptions (8) Below: | 1 | 2 | 3 | 4 | 5 | 6 | 7 | 8 | 9 | 10 | 11 | 12 | 13 | 14 | 15 | 16 | 17 | 18 | 19 | 20 | 21 | 22 | 23 | 24 | 25 | 26 | 27 | 28 | 29 | 30 | 31 | 32 | 33 | 34 | 35 | 36 | 37 | 38 | 39 | 40 | 41
1) Incremental O&M Costs | 0 | 0 | 0 | 0 | 0 | 0 | 0 | 0 | 0 | 0 | 0 | 0 | 0 | 0 | 0 | 0 | 0 | 0 | 0 | 0 | 0 | 0 | 0 | 0 | 0 | 0 | 0 | 0 | 0 | 0 | 0 | 0 | 0 | 0 | 0 | 0 | 0 | 0 | 0 | 0 | 0
2) Incremental O&M Savings | 0 | 0 | 0 | 0 | 0 | 0 | 0 | 0 | 0 | 0 | 0 | 0 | 0 | 0 | 0 | 0 | 0 | 0 | 0 | 0 | 0 | 0 | 0 | 0 | 0 | 0 | 0 | 0 | 0 | 0 | 0 | 0 | 0 | 0 | 0 | 0 | 0 | 0 | 0 | 0 | 0
3) Energy Losses | 0 | 0 | 0 | 0 | 0 | 0 | 0 | 0 | 0 | 0 | 0 | 0 | 0 | 0 | 0 | 0 | 0 | 0 | 0 | 0 | 0 | 0 | 0 | 0 | 0 | 0 | 0 | 0 | 0 | 0 | 0 | 0 | 0 | 0 | 0 | 0 | 0 | 0 | 0 | 0 | 0
4) Insurance & Property Tax | 0 | 0 | 0 | 0 | 0 | 0 | 0 | 0 | 0 | 0 | 0 | 0 | 0 | 0 | 0 | 0 | 0 | 0 | 0 | 0 | 0 | 0 | 0 | 0 | 0 | 0 | 0 | 0 | 0 | 0 | 0 | 0 | 0 | 0 | 0 | 0 | 0 | 0 | 0 | 0 | 0
5) Early Retirement | 0 | 0 | 0 | 0 | 0 | 0 | 0 | 0 | 0 | 0 | 0 | 0 | 0 | 0 | 0 | 0 | 0 | 0 | 0 | 0 | 0 | 0 | 0 | 0 | 0 | 0 | 0 | 0 | 0 | 0 | 0 | 0 | 0 | 0 | 0 | 0 | 0 | 0 | 0 | 0 | 0
6) | 0 | 0 | 0 | 0 | 0 | 0 | 0 | 0 | 0 | 0 | 0 | 0 | 0 | 0 | 0 | 0 | 0 | 0 | 0 | 0 | 0 | 0 | 0 | 0 | 0 | 0 | 0 | 0 | 0 | 0 | 0 | 0 | 0 | 0 | 0 | 0 | 0 | 0 | 0 | 0 | 0
7) | 0 | 0 | 0 | 0 | 0 | 0 | 0 | 0 | 0 | 0 | 0 | 0 | 0 | 0 | 0 | 0 | 0 | 0 | 0 | 0 | 0 | 0 | 0 | 0 | 0 | 0 | 0 | 0 | 0 | 0 | 0 | 0 | 0 | 0 | 0 | 0 | 0 | 0 | 0 | 0 | 0
8) | 0 | 0 | 0 | 0 | 0 | 0 | 0 | 0 | 0 | 0 | 0 | 0 | 0 | 0 | 0 | 0 | 0 | 0 | 0 | 0 | 0 | 0 | 0 | 0 | 0 | 0 | 0 | 0 | 0 | 0 | 0 | 0 | 0 | 0 | 0 | 0 | 0 | 0 | 0 | 0 | 0
Total | 0 | 0 | 0 | 0 | 0 | 0 | 0 | 0 | 0 | 0 | 0 | 0 | 0 | 0 | 0 | 0 | 0 | 0 | 0 | 0 | 0 | 0 | 0 | 0 | 0 | 0 | 0 | 0 | 0 | 0 | 0 | 0 | 0 | 0 | 0 | 0 | 0 | 0 | 0 | 0 | 0
DEPRECIATION RATES: |  |  | FINANCIAL DATA
1) |  |  |  | Return | Ratio | B.T. Cost | A.T. Cost
2) |  |  | Debt | 5.739% | 60% | 3.444% | 3.444%
3) Distribution | 5% |  | Preferred | 0% | 0% | 0% | 0%
4) |  |  | Common | 8.75% | 40% | 5% | 3.5%
5) Distribution Communication | 0% |  | TOTALS |  |  | 8.444% | 6.944%
6)
7) Distribution Other | 0%
8) |  |  |  | INCOME TAX: |  | 30%
WORKING MODEL BEGINS
Purchase of Equipment from ATCO Gas
0 | [9 empty] | Printed: | 2014-10-24 11:05
Distribution Cost Impact
Year | 2015 | 2016 | 2017 | 2018 | 2019 | 2020 | 2021 | 2022 | 2023 | 2024 | 2025 | 2026 | 2027 | 2028 | 2029 | 2030 | 2031 | 2032 | 2033 | 2034 | 2035 | 2036 | 2037 | 2038 | 2039 | 2040 | 2041 | 2042 | 2043 | 2044 | 2045 | 2046 | 2047 | 2048 | 2049 | 2050 | 2051 | 2052 | 2053 | 2054 | 2055
REVENUES: | 1 | 2 | 3 | 4 | 5 | 6 | 7 | 8 | 9 | 10 | 11 | 12 | 13 | 14 | 15 | 16 | 17 | 18 | 19 | 20 | 21 | 22 | 23 | 24 | 25 | 26 | 27 | 28 | 29 | 30 | 31 | 32 | 33 | 34 | 35 | 36 | 37 | 38 | 39 | 40 | 41
These field are not required | 0 | 0 | 0 | 0 | 0 | 0 | 0 | 0 | 0 | 0 | 0 | 0 | 0 | 0 | 0 | 0 | 0 | 0 | 0 | 0 | 0 | 0 | 0 | 0 | 0 | 0 | 0 | 0 | 0 | 0 | 0 | 0 | 0 | 0 | 0 | 0 | 0 | 0 | 0 | 0 | 0
| 0 | 0 | 0 | 0 | 0 | 0 | 0 | 0 | 0 | 0 | 0 | 0 | 0 | 0 | 0 | 0 | 0 | 0 | 0 | 0 | 0 | 0 | 0 | 0 | 0 | 0 | 0 | 0 | 0 | 0 | 0 | 0 | 0 | 0 | 0 | 0 | 0 | 0 | 0 | 0 | 0
| 0 | 0 | 0 | 0 | 0 | 0 | 0 | 0 | 0 | 0 | 0 | 0 | 0 | 0 | 0 | 0 | 0 | 0 | 0 | 0 | 0 | 0 | 0 | 0 | 0 | 0 | 0 | 0 | 0 | 0 | 0 | 0 | 0 | 0 | 0 | 0 | 0 | 0 | 0 | 0 | 0
| 0 | 0 | 0 | 0 | 0 | 0 | 0 | 0 | 0 | 0 | 0 | 0 | 0 | 0 | 0 | 0 | 0 | 0 | 0 | 0 | 0 | 0 | 0 | 0 | 0 | 0 | 0 | 0 | 0 | 0 | 0 | 0 | 0 | 0 | 0 | 0 | 0 | 0 | 0 | 0 | 0
| 0 | 0 | 0 | 0 | 0 | 0 | 0 | 0 | 0 | 0 | 0 | 0 | 0 | 0 | 0 | 0 | 0 | 0 | 0 | 0 | 0 | 0 | 0 | 0 | 0 | 0 | 0 | 0 | 0 | 0 | 0 | 0 | 0 | 0 | 0 | 0 | 0 | 0 | 0 | 0 | 0
| 0 | 0 | 0 | 0 | 0 | 0 | 0 | 0 | 0 | 0 | 0 | 0 | 0 | 0 | 0 | 0 | 0 | 0 | 0 | 0 | 0 | 0 | 0 | 0 | 0 | 0 | 0 | 0 | 0 | 0 | 0 | 0 | 0 | 0 | 0 | 0 | 0 | 0 | 0 | 0 | 0
| 0 | 0 | 0 | 0 | 0 | 0 | 0 | 0 | 0 | 0 | 0 | 0 | 0 | 0 | 0 | 0 | 0 | 0 | 0 | 0 | 0 | 0 | 0 | 0 | 0 | 0 | 0 | 0 | 0 | 0 | 0 | 0 | 0 | 0 | 0 | 0 | 0 | 0 | 0 | 0 | 0
| 0 | 0 | 0 | 0 | 0 | 0 | 0 | 0 | 0 | 0 | 0 | 0 | 0 | 0 | 0 | 0 | 0 | 0 | 0 | 0 | 0 | 0 | 0 | 0 | 0 | 0 | 0 | 0 | 0 | 0 | 0 | 0 | 0 | 0 | 0 | 0 | 0 | 0 | 0 | 0 | 0
Total Revenue: | 0 | 0 | 0 | 0 | 0 | 0 | 0 | 0 | 0 | 0 | 0 | 0 | 0 | 0 | 0 | 0 | 0 | 0 | 0 | 0 | 0 | 0 | 0 | 0 | 0 | 0 | 0 | 0 | 0 | 0 | 0 | 0 | 0 | 0 | 0 | 0 | 0 | 0 | 0 | 0 | 0
CAPITAL: | 1 | 2 | 3 | 4 | 5 | 6 | 7 | 8 | 9 | 10 | 11 | 12 | 13 | 14 | 15 | 16 | 17 | 18 | 19 | 20 | 21 | 22 | 23 | 24 | 25 | 26 | 27 | 28 | 29 | 30 | 31 | 32 | 33 | 34 | 35 | 36 | 37 | 38 | 39 | 40 | 41
1) | 0 | 0 | 0 | 0 | 0 | 0 | 0 | 0 | 0 | 0 | 0 | 0 | 0 | 0 | 0 | 0 | 0 | 0 | 0 | 0 | 0 | 0 | 0 | 0 | 0 | 0 | 0 | 0 | 0 | 0 | 0 | 0 | 0 | 0 | 0 | 0 | 0 | 0 | 0 | 0 | 0
2) | 0 | 0 | 0 | 0 | 0 | 0 | 0 | 0 | 0 | 0 | 0 | 0 | 0 | 0 | 0 | 0 | 0 | 0 | 0 | 0 | 0 | 0 | 0 | 0 | 0 | 0 | 0 | 0 | 0 | 0 | 0 | 0 | 0 | 0 | 0 | 0 | 0 | 0 | 0 | 0 | 0
3) Distribution | 0 | 0 | 0 | 0 | 0 | 0 | 0 | 0 | 0 | 0 | 0 | 0 | 0 | 0 | 0 | 0 | 0 | 0 | 0 | 0 | 0 | 0 | 0 | 0 | 0 | 0 | 0 | 0 | 0 | 0 | 0 | 0 | 0 | 0 | 0 | 0 | 0 | 0 | 0 | 0 | 0
4) | 0 | 0 | 0 | 0 | 0 | 0 | 0 | 0 | 0 | 0 | 0 | 0 | 0 | 0 | 0 | 0 | 0 | 0 | 0 | 0 | 0 | 0 | 0 | 0 | 0 | 0 | 0 | 0 | 0 | 0 | 0 | 0 | 0 | 0 | 0 | 0 | 0 | 0 | 0 | 0 | 0
5) Distribution Communication | 0 | 0 | 0 | 0 | 0 | 0 | 0 | 0 | 0 | 0 | 0 | 0 | 0 | 0 | 0 | 0 | 0 | 0 | 0 | 0 | 0 | 0 | 0 | 0 | 0 | 0 | 0 | 0 | 0 | 0 | 0 | 0 | 0 | 0 | 0 | 0 | 0 | 0 | 0 | 0 | 0
6) | 0 | 0 | 0 | 0 | 0 | 0 | 0 | 0 | 0 | 0 | 0 | 0 | 0 | 0 | 0 | 0 | 0 | 0 | 0 | 0 | 0 | 0 | 0 | 0 | 0 | 0 | 0 | 0 | 0 | 0 | 0 | 0 | 0 | 0 | 0 | 0 | 0 | 0 | 0 | 0 | 0
7) Distribution Other | 0 | 0 | 0 | 0 | 0 | 0 | 0 | 0 | 0 | 0 | 0 | 0 | 0 | 0 | 0 | 0 | 0 | 0 | 0 | 0 | 0 | 0 | 0 | 0 | 0 | 0 | 0 | 0 | 0 | 0 | 0 | 0 | 0 | 0 | 0 | 0 | 0 | 0 | 0 | 0 | 0
8) | 0 | 0 | 0 | 0 | 0 | 0 | 0 | 0 | 0 | 0 | 0 | 0 | 0 | 0 | 0 | 0 | 0 | 0 | 0 | 0 | 0 | 0 | 0 | 0 | 0 | 0 | 0 | 0 | 0 | 0 | 0 | 0 | 0 | 0 | 0 | 0 | 0 | 0 | 0 | 0 | 0
Total Capital | 0 | 0 | 0 | 0 | 0 | 0 | 0 | 0 | 0 | 0 | 0 | 0 | 0 | 0 | 0 | 0 | 0 | 0 | 0 | 0 | 0 | 0 | 0 | 0 | 0 | 0 | 0 | 0 | 0 | 0 | 0 | 0 | 0 | 0 | 0 | 0 | 0 | 0 | 0 | 0 | 0
O&M: | 1 | 2 | 3 | 4 | 5 | 6 | 7 | 8 | 9 | 10 | 11 | 12 | 13 | 14 | 15 | 16 | 17 | 18 | 19 | 20 | 21 | 22 | 23 | 24 | 25 | 26 | 27 | 28 | 29 | 30 | 31 | 32 | 33 | 34 | 35 | 36 | 37 | 38 | 39 | 40 | 41
1) Incremental O&M Costs | 0 | 0 | 0 | 0 | 0 | 0 | 0 | 0 | 0 | 0 | 0 | 0 | 0 | 0 | 0 | 0 | 0 | 0 | 0 | 0 | 0 | 0 | 0 | 0 | 0 | 0 | 0 | 0 | 0 | 0 | 0 | 0 | 0 | 0 | 0 | 0 | 0 | 0 | 0 | 0 | 0
2) Incremental O&M Savings | 0 | 0 | 0 | 0 | 0 | 0 | 0 | 0 | 0 | 0 | 0 | 0 | 0 | 0 | 0 | 0 | 0 | 0 | 0 | 0 | 0 | 0 | 0 | 0 | 0 | 0 | 0 | 0 | 0 | 0 | 0 | 0 | 0 | 0 | 0 | 0 | 0 | 0 | 0 | 0 | 0
3) Energy Losses | 0 | 0 | 0 | 0 | 0 | 0 | 0 | 0 | 0 | 0 | 0 | 0 | 0 | 0 | 0 | 0 | 0 | 0 | 0 | 0 | 0 | 0 | 0 | 0 | 0 | 0 | 0 | 0 | 0 | 0 | 0 | 0 | 0 | 0 | 0 | 0 | 0 | 0 | 0 | 0 | 0
4) Insurance & Property Tax | 0 | 0 | 0 | 0 | 0 | 0 | 0 | 0 | 0 | 0 | 0 | 0 | 0 | 0 | 0 | 0 | 0 | 0 | 0 | 0 | 0 | 0 | 0 | 0 | 0 | 0 | 0 | 0 | 0 | 0 | 0 | 0 | 0 | 0 | 0 | 0 | 0 | 0 | 0 | 0 | 0
5) Early Retirement | 0 | 0 | 0 | 0 | 0 | 0 | 0 | 0 | 0 | 0 | 0 | 0 | 0 | 0 | 0 | 0 | 0 | 0 | 0 | 0 | 0 | 0 | 0 | 0 | 0 | 0 | 0 | 0 | 0 | 0 | 0 | 0 | 0 | 0 | 0 | 0 | 0 | 0 | 0 | 0 | 0
6) | 0 | 0 | 0 | 0 | 0 | 0 | 0 | 0 | 0 | 0 | 0 | 0 | 0 | 0 | 0 | 0 | 0 | 0 | 0 | 0 | 0 | 0 | 0 | 0 | 0 | 0 | 0 | 0 | 0 | 0 | 0 | 0 | 0 | 0 | 0 | 0 | 0 | 0 | 0 | 0 | 0
7) | 0 | 0 | 0 | 0 | 0 | 0 | 0 | 0 | 0 | 0 | 0 | 0 | 0 | 0 | 0 | 0 | 0 | 0 | 0 | 0 | 0 | 0 | 0 | 0 | 0 | 0 | 0 | 0 | 0 | 0 | 0 | 0 | 0 | 0 | 0 | 0 | 0 | 0 | 0 | 0 | 0
8) | 0 | 0 | 0 | 0 | 0 | 0 | 0 | 0 | 0 | 0 | 0 | 0 | 0 | 0 | 0 | 0 | 0 | 0 | 0 | 0 | 0 | 0 | 0 | 0 | 0 | 0 | 0 | 0 | 0 | 0 | 0 | 0 | 0 | 0 | 0 | 0 | 0 | 0 | 0 | 0 | 0
Total O&M | 0 | 0 | 0 | 0 | 0 | 0 | 0 | 0 | 0 | 0 | 0 | 0 | 0 | 0 | 0 | 0 | 0 | 0 | 0 | 0 | 0 | 0 | 0 | 0 | 0 | 0 | 0 | 0 | 0 | 0 | 0 | 0 | 0 | 0 | 0 | 0 | 0 | 0 | 0 | 0 | 0
Purchase of Equipment from ATCO Gas
0
Distribution Cost Impact
Year | 2015 | 2016 | 2017 | 2018 | 2019 | 2020 | 2021 | 2022 | 2023 | 2024 | 2025 | 2026 | 2027 | 2028 | 2029 | 2030 | 2031 | 2032 | 2033 | 2034 | 2035 | 2036 | 2037 | 2038 | 2039 | 2040 | 2041 | 2042 | 2043 | 2044 | 2045 | 2046 | 2047 | 2048 | 2049 | 2050 | 2051 | 2052 | 2053 | 2054 | 2055
YEARLY DEPRECIATION: | 1 | 2 | 3 | 4 | 5 | 6 | 7 | 8 | 9 | 10 | 11 | 12 | 13 | 14 | 15 | 16 | 17 | 18 | 19 | 20 | 21 | 22 | 23 | 24 | 25 | 26 | 27 | 28 | 29 | 30 | 31 | 32 | 33 | 34 | 35 | 36 | 37 | 38 | 39 | 40 | 41 | Rates
1) | 0 | 0 | 0 | 0 | 0 | 0 | 0 | 0 | 0 | 0 | 0 | 0 | 0 | 0 | 0 | 0 | 0 | 0 | 0 | 0 | 0 | 0 | 0 | 0 | 0 | 0 | 0 | 0 | 0 | 0 | 0 | 0 | 0 | 0 | 0 | 0 | 0 | 0 | 0 | 0 | 0 | 0%
2) | 0 | 0 | 0 | 0 | 0 | 0 | 0 | 0 | 0 | 0 | 0 | 0 | 0 | 0 | 0 | 0 | 0 | 0 | 0 | 0 | 0 | 0 | 0 | 0 | 0 | 0 | 0 | 0 | 0 | 0 | 0 | 0 | 0 | 0 | 0 | 0 | 0 | 0 | 0 | 0 | 0 | 0%
3) Distribution | 0 | 0 | 0 | 0 | 0 | 0 | 0 | 0 | 0 | 0 | 0 | 0 | 0 | 0 | 0 | 0 | 0 | 0 | 0 | 0 | 0 | 0 | 0 | 0 | 0 | 0 | 0 | 0 | 0 | 0 | 0 | 0 | 0 | 0 | 0 | 0 | 0 | 0 | 0 | 0 | 0 | 5%
4) | 0 | 0 | 0 | 0 | 0 | 0 | 0 | 0 | 0 | 0 | 0 | 0 | 0 | 0 | 0 | 0 | 0 | 0 | 0 | 0 | 0 | 0 | 0 | 0 | 0 | 0 | 0 | 0 | 0 | 0 | 0 | 0 | 0 | 0 | 0 | 0 | 0 | 0 | 0 | 0 | 0 | 0%
5) Distribution Communication | 0 | 0 | 0 | 0 | 0 | 0 | 0 | 0 | 0 | 0 | 0 | 0 | 0 | 0 | 0 | 0 | 0 | 0 | 0 | 0 | 0 | 0 | 0 | 0 | 0 | 0 | 0 | 0 | 0 | 0 | 0 | 0 | 0 | 0 | 0 | 0 | 0 | 0 | 0 | 0 | 0 | 0%
6) | 0 | 0 | 0 | 0 | 0 | 0 | 0 | 0 | 0 | 0 | 0 | 0 | 0 | 0 | 0 | 0 | 0 | 0 | 0 | 0 | 0 | 0 | 0 | 0 | 0 | 0 | 0 | 0 | 0 | 0 | 0 | 0 | 0 | 0 | 0 | 0 | 0 | 0 | 0 | 0 | 0 | 0%
7) Distribution Other | 0 | 0 | 0 | 0 | 0 | 0 | 0 | 0 | 0 | 0 | 0 | 0 | 0 | 0 | 0 | 0 | 0 | 0 | 0 | 0 | 0 | 0 | 0 | 0 | 0 | 0 | 0 | 0 | 0 | 0 | 0 | 0 | 0 | 0 | 0 | 0 | 0 | 0 | 0 | 0 | 0 | 0%
8) | 0 | 0 | 0 | 0 | 0 | 0 | 0 | 0 | 0 | 0 | 0 | 0 | 0 | 0 | 0 | 0 | 0 | 0 | 0 | 0 | 0 | 0 | 0 | 0 | 0 | 0 | 0 | 0 | 0 | 0 | 0 | 0 | 0 | 0 | 0 | 0 | 0 | 0 | 0 | 0 | 0 | 0%
Total Depreciation | 0 | 0 | 0 | 0 | 0 | 0 | 0 | 0 | 0 | 0 | 0 | 0 | 0 | 0 | 0 | 0 | 0 | 0 | 0 | 0 | 0 | 0 | 0 | 0 | 0 | 0 | 0 | 0 | 0 | 0 | 0 | 0 | 0 | 0 | 0 | 0 | 0 | 0 | 0 | 0 | 0
ACCUMULATED DEPRECIATION: | 1 | 2 | 3 | 4 | 5 | 6 | 7 | 8 | 9 | 10 | 11 | 12 | 13 | 14 | 15 | 16 | 17 | 18 | 19 | 20 | 21 | 22 | 23 | 24 | 25 | 26 | 27 | 28 | 29 | 30 | 31 | 32 | 33 | 34 | 35 | 36 | 37 | 38 | 39 | 40 | 41
1) | 0 | 0 | 0 | 0 | 0 | 0 | 0 | 0 | 0 | 0 | 0 | 0 | 0 | 0 | 0 | 0 | 0 | 0 | 0 | 0 | 0 | 0 | 0 | 0 | 0 | 0 | 0 | 0 | 0 | 0 | 0 | 0 | 0 | 0 | 0 | 0 | 0 | 0 | 0 | 0 | 0
2) | 0 | 0 | 0 | 0 | 0 | 0 | 0 | 0 | 0 | 0 | 0 | 0 | 0 | 0 | 0 | 0 | 0 | 0 | 0 | 0 | 0 | 0 | 0 | 0 | 0 | 0 | 0 | 0 | 0 | 0 | 0 | 0 | 0 | 0 | 0 | 0 | 0 | 0 | 0 | 0 | 0
3) Distribution | 0 | 0 | 0 | 0 | 0 | 0 | 0 | 0 | 0 | 0 | 0 | 0 | 0 | 0 | 0 | 0 | 0 | 0 | 0 | 0 | 0 | 0 | 0 | 0 | 0 | 0 | 0 | 0 | 0 | 0 | 0 | 0 | 0 | 0 | 0 | 0 | 0 | 0 | 0 | 0 | 0
4) | 0 | 0 | 0 | 0 | 0 | 0 | 0 | 0 | 0 | 0 | 0 | 0 | 0 | 0 | 0 | 0 | 0 | 0 | 0 | 0 | 0 | 0 | 0 | 0 | 0 | 0 | 0 | 0 | 0 | 0 | 0 | 0 | 0 | 0 | 0 | 0 | 0 | 0 | 0 | 0 | 0
5) Distribution Communication | 0 | 0 | 0 | 0 | 0 | 0 | 0 | 0 | 0 | 0 | 0 | 0 | 0 | 0 | 0 | 0 | 0 | 0 | 0 | 0 | 0 | 0 | 0 | 0 | 0 | 0 | 0 | 0 | 0 | 0 | 0 | 0 | 0 | 0 | 0 | 0 | 0 | 0 | 0 | 0 | 0
6) | 0 | 0 | 0 | 0 | 0 | 0 | 0 | 0 | 0 | 0 | 0 | 0 | 0 | 0 | 0 | 0 | 0 | 0 | 0 | 0 | 0 | 0 | 0 | 0 | 0 | 0 | 0 | 0 | 0 | 0 | 0 | 0 | 0 | 0 | 0 | 0 | 0 | 0 | 0 | 0 | 0
7) Distribution Other | 0 | 0 | 0 | 0 | 0 | 0 | 0 | 0 | 0 | 0 | 0 | 0 | 0 | 0 | 0 | 0 | 0 | 0 | 0 | 0 | 0 | 0 | 0 | 0 | 0 | 0 | 0 | 0 | 0 | 0 | 0 | 0 | 0 | 0 | 0 | 0 | 0 | 0 | 0 | 0 | 0
8) | 0 | 0 | 0 | 0 | 0 | 0 | 0 | 0 | 0 | 0 | 0 | 0 | 0 | 0 | 0 | 0 | 0 | 0 | 0 | 0 | 0 | 0 | 0 | 0 | 0 | 0 | 0 | 0 | 0 | 0 | 0 | 0 | 0 | 0 | 0 | 0 | 0 | 0 | 0 | 0 | 0
PROPERTY IN SERVICE (end yr): | 1 | 2 | 3 | 4 | 5 | 6 | 7 | 8 | 9 | 10 | 11 | 12 | 13 | 14 | 15 | 16 | 17 | 18 | 19 | 20 | 21 | 22 | 23 | 24 | 25 | 26 | 27 | 28 | 29 | 30 | 31 | 32 | 33 | 34 | 35 | 36 | 37 | 38 | 39 | 40 | 41
1) | 0 | 0 | 0 | 0 | 0 | 0 | 0 | 0 | 0 | 0 | 0 | 0 | 0 | 0 | 0 | 0 | 0 | 0 | 0 | 0 | 0 | 0 | 0 | 0 | 0 | 0 | 0 | 0 | 0 | 0 | 0 | 0 | 0 | 0 | 0 | 0 | 0 | 0 | 0 | 0 | 0
2) | 0 | 0 | 0 | 0 | 0 | 0 | 0 | 0 | 0 | 0 | 0 | 0 | 0 | 0 | 0 | 0 | 0 | 0 | 0 | 0 | 0 | 0 | 0 | 0 | 0 | 0 | 0 | 0 | 0 | 0 | 0 | 0 | 0 | 0 | 0 | 0 | 0 | 0 | 0 | 0 | 0
3) Distribution | 0 | 0 | 0 | 0 | 0 | 0 | 0 | 0 | 0 | 0 | 0 | 0 | 0 | 0 | 0 | 0 | 0 | 0 | 0 | 0 | 0 | 0 | 0 | 0 | 0 | 0 | 0 | 0 | 0 | 0 | 0 | 0 | 0 | 0 | 0 | 0 | 0 | 0 | 0 | 0 | 0
4) | 0 | 0 | 0 | 0 | 0 | 0 | 0 | 0 | 0 | 0 | 0 | 0 | 0 | 0 | 0 | 0 | 0 | 0 | 0 | 0 | 0 | 0 | 0 | 0 | 0 | 0 | 0 | 0 | 0 | 0 | 0 | 0 | 0 | 0 | 0 | 0 | 0 | 0 | 0 | 0 | 0
5) Distribution Communication | 0 | 0 | 0 | 0 | 0 | 0 | 0 | 0 | 0 | 0 | 0 | 0 | 0 | 0 | 0 | 0 | 0 | 0 | 0 | 0 | 0 | 0 | 0 | 0 | 0 | 0 | 0 | 0 | 0 | 0 | 0 | 0 | 0 | 0 | 0 | 0 | 0 | 0 | 0 | 0 | 0
6) | 0 | 0 | 0 | 0 | 0 | 0 | 0 | 0 | 0 | 0 | 0 | 0 | 0 | 0 | 0 | 0 | 0 | 0 | 0 | 0 | 0 | 0 | 0 | 0 | 0 | 0 | 0 | 0 | 0 | 0 | 0 | 0 | 0 | 0 | 0 | 0 | 0 | 0 | 0 | 0 | 0
7) Distribution Other | 0 | 0 | 0 | 0 | 0 | 0 | 0 | 0 | 0 | 0 | 0 | 0 | 0 | 0 | 0 | 0 | 0 | 0 | 0 | 0 | 0 | 0 | 0 | 0 | 0 | 0 | 0 | 0 | 0 | 0 | 0 | 0 | 0 | 0 | 0 | 0 | 0 | 0 | 0 | 0 | 0
8) | 0 | 0 | 0 | 0 | 0 | 0 | 0 | 0 | 0 | 0 | 0 | 0 | 0 | 0 | 0 | 0 | 0 | 0 | 0 | 0 | 0 | 0 | 0 | 0 | 0 | 0 | 0 | 0 | 0 | 0 | 0 | 0 | 0 | 0 | 0 | 0 | 0 | 0 | 0 | 0 | 0
Total Project Ratebase | 0 | 0 | 0 | 0 | 0 | 0 | 0 | 0 | 0 | 0 | 0 | 0 | 0 | 0 | 0 | 0 | 0 | 0 | 0 | 0 | 0 | 0 | 0 | 0 | 0 | 0 | 0 | 0 | 0 | 0 | 0 | 0 | 0 | 0 | 0 | 0 | 0 | 0 | 0 | 0 | 0
Purchase of Equipment from ATCO Gas |  |  | Return | Ratio | B.T. Cost | A.T. Cost
0 |  | Debt | 5.739% | 60% | 3.444% | 3.444%
Distribution Cost Impact |  | Preferred | 0% | 0% | 0% | 0% |  | Tax Rate | 30%
|  | Common | 8.75% | 40% | 5% | 3.5%
[5 empty] | 8.444% | 6.944%
CASH FLOWS SUMMARY:
|  |  |  | Revenue Requirements |  |  |  | Revenue |  | Surplus | CPV at | Used
Year | Ratebase | Return | Dep'n | Inc. Tax | O&M | Total |  | Allowance |  | (Deficit) | 8.444% | Year
1 2015 | 0 | 0 | 0 | 0 | 0 | 0 | 2015 NPV | 0 |  | 0 | 0 | 1
2 2016 | 0 | 0 | 0 | 0 | 0 | 0 | 0 | 0 |  | 0 | 0 | 2 |  | 12723 | -33410003.6125
3 2017 | 0 | 0 | 0 | 0 | 0 | 0 |  | 0 |  | 0 | 0 | 3 |  | 12723 | -33410003.6125
4 2018 | 0 | 0 | 0 | 0 | 0 | 0 |  | 0 |  | 0 | 0 | 4 |  | 0 | 0
5 2019 | 0 | 0 | 0 | 0 | 0 | 0 |  | 0 |  | 0 | 0 | 5
6 2020 | 0 | 0 | 0 | 0 | 0 | 0 |  | 0 |  | 0 | 0 | 6 |  | changes: | #DIV/0!
7 2021 | 0 | 0 | 0 | 0 | 0 | 0 |  | 0 |  | 0 | 0 | 7
8 2022 | 0 | 0 | 0 | 0 | 0 | 0 |  | 0 |  | 0 | 0 | 8 |  | Cont 2nd | 12723
9 2023 | 0 | 0 | 0 | 0 | 0 | 0 |  | 0 |  | 0 | 0 | 9
10 2024 | 0 | 0 | 0 | 0 | 0 | 0 |  | 0 |  | 0 | 0 | 10 |  | Cont_changed | #DIV/0!
11 2025 | 0 | 0 | 0 | 0 | 0 | 0 |  | 0 |  | 0 | 0 | 11
12 2026 | 0 | 0 | 0 | 0 | 0 | 0 |  | 0 |  | 0 | 0 | 12
13 2027 | 0 | 0 | 0 | 0 | 0 | 0 |  | 0 |  | 0 | 0 | 13
14 2028 | 0 | 0 | 0 | 0 | 0 | 0 |  | 0 |  | 0 | 0 | 14
15 2029 | 0 | 0 | 0 | 0 | 0 | 0 |  | 0 |  | 0 | 0 | 15
16 2030 | 0 | 0 | 0 | 0 | 0 | 0 |  | 0 |  | 0 | 0 | 16
17 2031 | 0 | 0 | 0 | 0 | 0 | 0 |  | 0 |  | 0 | 0 | 17
18 2032 | 0 | 0 | 0 | 0 | 0 | 0 |  | 0 |  | 0 | 0 | 18
19 2033 | 0 | 0 | 0 | 0 | 0 | 0 |  | 0 |  | 0 | 0 | 19
20 2034 | 0 | 0 | 0 | 0 | 0 | 0 |  | 0 |  | 0 | 0 | 20
21 2035 | 0 | 0 | 0 | 0 | 0 | 0 |  | 0 |  | 0 | 0 | 21
22 2036 | 0 | 0 | 0 | 0 | 0 | 0 |  | 0 |  | 0 | 0 | 22
23 2037 | 0 | 0 | 0 | 0 | 0 | 0 |  | 0 |  | 0 | 0 | 23
24 2038 | 0 | 0 | 0 | 0 | 0 | 0 |  | 0 |  | 0 | 0 | 24
25 2039 | 0 | 0 | 0 | 0 | 0 | 0 |  | 0 |  | 0 | 0 | 25
26 2040 | 0 | 0 | 0 | 0 | 0 | 0 |  | 0 |  | 0 | 0 | 26
27 2041 | 0 | 0 | 0 | 0 | 0 | 0 |  | 0 |  | 0 | 0 | 27
28 2042 | 0 | 0 | 0 | 0 | 0 | 0 |  | 0 |  | 0 | 0 | 28
29 2043 | 0 | 0 | 0 | 0 | 0 | 0 |  | 0 |  | 0 | 0 | 29
30 2044 | 0 | 0 | 0 | 0 | 0 | 0 |  | 0 |  | 0 | 0 | 30
31 2045 | 0 | 0 | 0 | 0 | 0 | 0 |  | 0 |  | 0 | 0 | 31
32 2046 | 0 | 0 | 0 | 0 | 0 | 0 |  | 0 |  | 0 | 0 | 32
33 2047 | 0 | 0 | 0 | 0 | 0 | 0 |  | 0 |  | 0 | 0 | 33
34 2048 | 0 | 0 | 0 | 0 | 0 | 0 |  | 0 |  | 0 | 0 | 34
35 2049 | 0 | 0 | 0 | 0 | 0 | 0 |  | 0 |  | 0 | 0 | 35
36 2050 | 0 | 0 | 0 | 0 | 0 | 0 |  | 0 |  | 0 | 0 | 36
37 2051 | 0 | 0 | 0 | 0 | 0 | 0 |  | 0 |  | 0 | 0 | 37
38 2052 | 0 | 0 | 0 | 0 | 0 | 0 |  | 0 |  | 0 | 0 | 38
39 2053 | 0 | 0 | 0 | 0 | 0 | 0 |  | 0 |  | 0 | 0 | 39
40 2054 | 0 | 0 | 0 | 0 | 0 | 0 |  | 0 |  | 0 | 0 | 40
41 2055 | 0 | 0 | 0 | 0 | 0 | 0 |  | 0 |  | 0 | 0 | 41
Total Revenue Area: (combines the two revenue facades)
| 0 | 1 | 2 | 3 | 4 | 5 | 6 | 7 | 8 | 9 | 10 | 11 | 12 | 13 | 14 | 15 | 16 | 17 | 18 | 19 | 20 | 21 | 22 | 23 | 24 | 25 | 26 | 27 | 28 | 29 | 30 | 31 | 32 | 33 | 34 | 35 | 36 | 37 | 38 | 39 | 40
| 0 | 0 | 0 | 0 | 0 | 0 | 0 | 0 | 0 | 0 | 0 | 0 | 0 | 0 | 0 | 0 | 0 | 0 | 0 | 0 | 0 | 0 | 0 | 0 | 0 | 0 | 0 | 0 | 0 | 0 | 0 | 0 | 0 | 0 | 0 | 0 | 0 | 0 | 0 | 0 | 0
|  | 0 | 1 | 2 | 3 | 4 | 5 | 6 | 7 | 8 | 9 | 10 | 11 | 12 | 13 | 14 | 15 | 16 | 17 | 18 | 19 | 20 | 21 | 22 | 23 | 24 | 25 | 26 | 27 | 28 | 29 | 30 | 31 | 32 | 33 | 34 | 35 | 36 | 37 | 38 | 39

## TRANS2 (hidden)
Purchase of Equipment from ATCO Gas
0
Transmission Cost Impact
Base Year Is: | 2015
# Years of Revenue: | 11
Years of Costs: | r | <== "R" for same as Revenues, "L" for asset Life
Prepared By:
REVENUE CALCULATION: | c | <== "S" for Standard $/kw, "C" for Calculated amount.
| 2015 | 2016 | 2017 | 2018 | 2019 | 2020 | 2021 | 2022 | 2023 | 2024 | 2025 | 2026 | 2027 | 2028 | 2029 | 2030 | 2031 | 2032 | 2033 | 2034 | 2035 | 2036 | 2037 | 2038 | 2039 | 2040 | 2041 | 2042 | 2043 | 2044 | 2045 | 2046 | 2047 | 2048 | 2049 | 2050 | 2051 | 2052 | 2053 | 2054 | 2055
Descriptions (8) Below: | 1 | 2 | 3 | 4 | 5 | 6 | 7 | 8 | 9 | 10 | 11 | 12 | 13 | 14 | 15 | 16 | 17 | 18 | 19 | 20 | 21 | 22 | 23 | 24 | 25 | 26 | 27 | 28 | 29 | 30 | 31 | 32 | 33 | 34 | 35 | 36 | 37 | 38 | 39 | 40 | 41
These field are not required
Total Revenue: | 0 | 0 | 0 | 0 | 0 | 0 | 0 | 0 | 0 | 0 | 0 | 0 | 0 | 0 | 0 | 0 | 0 | 0 | 0 | 0 | 0 | 0 | 0 | 0 | 0 | 0 | 0 | 0 | 0 | 0 | 0 | 0 | 0 | 0 | 0 | 0 | 0 | 0 | 0 | 0 | 0
CAPITAL EXPENDITURES: | 2015 | 2016 | 2017 | 2018 | 2019 | 2020 | 2021 | 2022 | 2023 | 2024 | 2025 | 2026 | 2027 | 2028 | 2029 | 2030 | 2031 | 2032 | 2033 | 2034 | 2035 | 2036 | 2037 | 2038 | 2039 | 2040 | 2041 | 2042 | 2043 | 2044 | 2045 | 2046 | 2047 | 2048 | 2049 | 2050 | 2051 | 2052 | 2053 | 2054 | 2055
Descriptions (8) Below: | 1 | 2 | 3 | 4 | 5 | 6 | 7 | 8 | 9 | 10 | 11 | 12 | 13 | 14 | 15 | 16 | 17 | 18 | 19 | 20 | 21 | 22 | 23 | 24 | 25 | 26 | 27 | 28 | 29 | 30 | 31 | 32 | 33 | 34 | 35 | 36 | 37 | 38 | 39 | 40 | 41
1) Transmission | 1012550 | 1012550 | 0 | 0 | 0 | 0 | 0 | 0 | 0 | 0 | 0 | 0 | 0 | 0 | 0 | 0 | 0 | 0 | 0 | 0 | 0 | 0 | 0 | 0 | 0 | 0 | 0 | 0 | 0 | 0 | 0 | 0 | 0 | 0 | 0 | 0 | 0 | 0 | 0 | 0 | 0
2) | 0 | 0 | 0 | 0 | 0 | 0 | 0 | 0 | 0 | 0 | 0 | 0 | 0 | 0 | 0 | 0 | 0 | 0 | 0 | 0 | 0 | 0 | 0 | 0 | 0 | 0 | 0 | 0 | 0 | 0 | 0 | 0 | 0 | 0 | 0 | 0 | 0 | 0 | 0 | 0 | 0
3) | 0 | 0 | 0 | 0 | 0 | 0 | 0 | 0 | 0 | 0 | 0 | 0 | 0 | 0 | 0 | 0 | 0 | 0 | 0 | 0 | 0 | 0 | 0 | 0 | 0 | 0 | 0 | 0 | 0 | 0 | 0 | 0 | 0 | 0 | 0 | 0 | 0 | 0 | 0 | 0 | 0
4) | 0 | 0 | 0 | 0 | 0 | 0 | 0 | 0 | 0 | 0 | 0 | 0 | 0 | 0 | 0 | 0 | 0 | 0 | 0 | 0 | 0 | 0 | 0 | 0 | 0 | 0 | 0 | 0 | 0 | 0 | 0 | 0 | 0 | 0 | 0 | 0 | 0 | 0 | 0 | 0 | 0
5) Transmission Communication | 0 | 0 | 0 | 0 | 0 | 0 | 0 | 0 | 0 | 0 | 0 | 0 | 0 | 0 | 0 | 0 | 0 | 0 | 0 | 0 | 0 | 0 | 0 | 0 | 0 | 0 | 0 | 0 | 0 | 0 | 0 | 0 | 0 | 0 | 0 | 0 | 0 | 0 | 0 | 0 | 0
6) | 0 | 0 | 0 | 0 | 0 | 0 | 0 | 0 | 0 | 0 | 0 | 0 | 0 | 0 | 0 | 0 | 0 | 0 | 0 | 0 | 0 | 0 | 0 | 0 | 0 | 0 | 0 | 0 | 0 | 0 | 0 | 0 | 0 | 0 | 0 | 0 | 0 | 0 | 0 | 0 | 0
7) | 0 | 0 | 0 | 0 | 0 | 0 | 0 | 0 | 0 | 0 | 0 | 0 | 0 | 0 | 0 | 0 | 0 | 0 | 0 | 0 | 0 | 0 | 0 | 0 | 0 | 0 | 0 | 0 | 0 | 0 | 0 | 0 | 0 | 0 | 0 | 0 | 0 | 0 | 0 | 0 | 0
8) | 0 | 0 | 0 | 0 | 0 | 0 | 0 | 0 | 0 | 0 | 0 | 0 | 0 | 0 | 0 | 0 | 0 | 0 | 0 | 0 | 0 | 0 | 0 | 0 | 0 | 0 | 0 | 0 | 0 | 0 | 0 | 0 | 0 | 0 | 0 | 0 | 0 | 0 | 0 | 0 | 0
Total | 1012550 | 1012550 | 0 | 0 | 0 | 0 | 0 | 0 | 0 | 0 | 0 | 0 | 0 | 0 | 0 | 0 | 0 | 0 | 0 | 0 | 0 | 0 | 0 | 0 | 0 | 0 | 0 | 0 | 0 | 0 | 0 | 0 | 0 | 0 | 0 | 0 | 0 | 0 | 0 | 0 | 0
O&M EXPENDITURES: | 2015 | 2016 | 2017 | 2018 | 2019 | 2020 | 2021 | 2022 | 2023 | 2024 | 2025 | 2026 | 2027 | 2028 | 2029 | 2030 | 2031 | 2032 | 2033 | 2034 | 2035 | 2036 | 2037 | 2038 | 2039 | 2040 | 2041 | 2042 | 2043 | 2044 | 2045 | 2046 | 2047 | 2048 | 2049 | 2050 | 2051 | 2052 | 2053 | 2054 | 2055
Descriptions (8) Below: | 1 | 2 | 3 | 4 | 5 | 6 | 7 | 8 | 9 | 10 | 11 | 12 | 13 | 14 | 15 | 16 | 17 | 18 | 19 | 20 | 21 | 22 | 23 | 24 | 25 | 26 | 27 | 28 | 29 | 30 | 31 | 32 | 33 | 34 | 35 | 36 | 37 | 38 | 39 | 40 | 41
1) Incremental O&M Costs | 13666.6667 | 41273.3333 | 42098.8 | 42940.7767 | 43799.5933 | 44675.5833 | 45569.0933 | 46480.4767 | 47410.0833 | 48358.2867 | 32665.8667 | 0 | 0 | 0 | 0 | 0 | 0 | 0 | 0 | 0 | 0 | 0 | 50729.6718 | 51744.2652 | 52779.1505 | 53834.7335 | 54911.4282 | 56009.6568 | 57129.8499 | 58272.4469 | 59437.8958 | 60626.6538 | 61839.1868 | 63075.9706 | 64337.49 | 65624.2398 | 66936.7246 | 68275.4591 | 69640.9682 | 71033.7876 | 72454.4634
2) Incremental O&M Savings | 0 | 0 | 0 | 0 | 0 | 0 | 0 | 0 | 0 | 0 | 0 | 0 | 0 | 0 | 0 | 0 | 0 | 0 | 0 | 0 | 0 | 0 | 0 | 0 | 0 | 0 | 0 | 0 | 0 | 0 | 0 | 0 | 0 | 0 | 0 | 0 | 0 | 0 | 0 | 0 | 0
3) Energy Losses | 0 | 0 | 0 | 0 | 0 | 0 | 0 | 0 | 0 | 0 | 0 | 0 | 0 | 0 | 0 | 0 | 0 | 0 | 0 | 0 | 0 | 0 | 0 | 0 | 0 | 0 | 0 | 0 | 0 | 0 | 0 | 0 | 0 | 0 | 0 | 0 | 0 | 0 | 0 | 0 | 0
4) Insurance & Property Tax | 0 | 0 | 0 | 0 | 0 | 0 | 0 | 0 | 0 | 0 | 0 | 0 | 0 | 0 | 0 | 0 | 0 | 0 | 0 | 0 | 0 | 0 | 0 | 0 | 0 | 0 | 0 | 0 | 0 | 0 | 0 | 0 | 0 | 0 | 0 | 0 | 0 | 0 | 0 | 0 | 0
5) | 0 | 0 | 0 | 0 | 0 | 0 | 0 | 0 | 0 | 0 | 0 | 0 | 0 | 0 | 0 | 0 | 0 | 0 | 0 | 0 | 0 | 0 | 0 | 0 | 0 | 0 | 0 | 0 | 0 | 0 | 0 | 0 | 0 | 0 | 0 | 0 | 0 | 0 | 0 | 0 | 0
6) Early Retirement | 0 | 0 | 0 | 0 | 0 | 0 | 0 | 0 | 0 | 0 | 0 | 0 | 0 | 0 | 0 | 0 | 0 | 0 | 0 | 0 | 0 | 0 | 0 | 0 | 0 | 0 | 0 | 0 | 0 | 0 | 0 | 0 | 0 | 0 | 0 | 0 | 0 | 0 | 0 | 0 | 0
7) | 0 | 0 | 0 | 0 | 0 | 0 | 0 | 0 | 0 | 0 | 0 | 0 | 0 | 0 | 0 | 0 | 0 | 0 | 0 | 0 | 0 | 0 | 0 | 0 | 0 | 0 | 0 | 0 | 0 | 0 | 0 | 0 | 0 | 0 | 0 | 0 | 0 | 0 | 0 | 0 | 0
8) | 0 | 0 | 0 | 0 | 0 | 0 | 0 | 0 | 0 | 0 | 0 | 0 | 0 | 0 | 0 | 0 | 0 | 0 | 0 | 0 | 0 | 0 | 0 | 0 | 0 | 0 | 0 | 0 | 0 | 0 | 0 | 0 | 0 | 0 | 0 | 0 | 0 | 0 | 0 | 0 | 0
Total | 13666.6667 | 41273.3333 | 42098.8 | 42940.7767 | 43799.5933 | 44675.5833 | 45569.0933 | 46480.4767 | 47410.0833 | 48358.2867 | 32665.8667 | 0 | 0 | 0 | 0 | 0 | 0 | 0 | 0 | 0 | 0 | 0 | 50729.6718 | 51744.2652 | 52779.1505 | 53834.7335 | 54911.4282 | 56009.6568 | 57129.8499 | 58272.4469 | 59437.8958 | 60626.6538 | 61839.1868 | 63075.9706 | 64337.49 | 65624.2398 | 66936.7246 | 68275.4591 | 69640.9682 | 71033.7876 | 72454.4634
DEPRECIATION RATES: |  |  | FINANCIAL DATA
1) Transmission | 5% |  |  | Return | Ratio | B.T. Cost | A.T. Cost
2) |  |  | Debt | 5.739% | 60% | 3.444% | 3.444%
3) |  |  | Preferred | 0% | 0% | 0% | 0%
4) |  |  | Common | 8.75% | 40% | 5% | 3.5%
5) Transmission Communication | 0% |  | TOTALS |  |  | 8.444% | 6.944%
6)
7)
8) |  |  |  | INCOME TAX: |  | 30%
WORKING MODEL BEGINS
Purchase of Equipment from ATCO Gas
0 | [9 empty] | Prepared By: | 2014-10-24 11:05
Transmission Cost Impact
Year | 2015 | 2016 | 2017 | 2018 | 2019 | 2020 | 2021 | 2022 | 2023 | 2024 | 2025 | 2026 | 2027 | 2028 | 2029 | 2030 | 2031 | 2032 | 2033 | 2034 | 2035 | 2036 | 2037 | 2038 | 2039 | 2040 | 2041 | 2042 | 2043 | 2044 | 2045 | 2046 | 2047 | 2048 | 2049 | 2050 | 2051 | 2052 | 2053 | 2054 | 2055
REVENUES: | 1 | 2 | 3 | 4 | 5 | 6 | 7 | 8 | 9 | 10 | 11 | 12 | 13 | 14 | 15 | 16 | 17 | 18 | 19 | 20 | 21 | 22 | 23 | 24 | 25 | 26 | 27 | 28 | 29 | 30 | 31 | 32 | 33 | 34 | 35 | 36 | 37 | 38 | 39 | 40 | 41
These field are not required | 0 | 0 | 0 | 0 | 0 | 0 | 0 | 0 | 0 | 0 | 0 | 0 | 0 | 0 | 0 | 0 | 0 | 0 | 0 | 0 | 0 | 0 | 0 | 0 | 0 | 0 | 0 | 0 | 0 | 0 | 0 | 0 | 0 | 0 | 0 | 0 | 0 | 0 | 0 | 0 | 0
| 0 | 0 | 0 | 0 | 0 | 0 | 0 | 0 | 0 | 0 | 0 | 0 | 0 | 0 | 0 | 0 | 0 | 0 | 0 | 0 | 0 | 0 | 0 | 0 | 0 | 0 | 0 | 0 | 0 | 0 | 0 | 0 | 0 | 0 | 0 | 0 | 0 | 0 | 0 | 0 | 0
| 0 | 0 | 0 | 0 | 0 | 0 | 0 | 0 | 0 | 0 | 0 | 0 | 0 | 0 | 0 | 0 | 0 | 0 | 0 | 0 | 0 | 0 | 0 | 0 | 0 | 0 | 0 | 0 | 0 | 0 | 0 | 0 | 0 | 0 | 0 | 0 | 0 | 0 | 0 | 0 | 0
| 0 | 0 | 0 | 0 | 0 | 0 | 0 | 0 | 0 | 0 | 0 | 0 | 0 | 0 | 0 | 0 | 0 | 0 | 0 | 0 | 0 | 0 | 0 | 0 | 0 | 0 | 0 | 0 | 0 | 0 | 0 | 0 | 0 | 0 | 0 | 0 | 0 | 0 | 0 | 0 | 0
| 0 | 0 | 0 | 0 | 0 | 0 | 0 | 0 | 0 | 0 | 0 | 0 | 0 | 0 | 0 | 0 | 0 | 0 | 0 | 0 | 0 | 0 | 0 | 0 | 0 | 0 | 0 | 0 | 0 | 0 | 0 | 0 | 0 | 0 | 0 | 0 | 0 | 0 | 0 | 0 | 0
| 0 | 0 | 0 | 0 | 0 | 0 | 0 | 0 | 0 | 0 | 0 | 0 | 0 | 0 | 0 | 0 | 0 | 0 | 0 | 0 | 0 | 0 | 0 | 0 | 0 | 0 | 0 | 0 | 0 | 0 | 0 | 0 | 0 | 0 | 0 | 0 | 0 | 0 | 0 | 0 | 0
| 0 | 0 | 0 | 0 | 0 | 0 | 0 | 0 | 0 | 0 | 0 | 0 | 0 | 0 | 0 | 0 | 0 | 0 | 0 | 0 | 0 | 0 | 0 | 0 | 0 | 0 | 0 | 0 | 0 | 0 | 0 | 0 | 0 | 0 | 0 | 0 | 0 | 0 | 0 | 0 | 0
| 0 | 0 | 0 | 0 | 0 | 0 | 0 | 0 | 0 | 0 | 0 | 0 | 0 | 0 | 0 | 0 | 0 | 0 | 0 | 0 | 0 | 0 | 0 | 0 | 0 | 0 | 0 | 0 | 0 | 0 | 0 | 0 | 0 | 0 | 0 | 0 | 0 | 0 | 0 | 0 | 0
Total Revenue: | 0 | 0 | 0 | 0 | 0 | 0 | 0 | 0 | 0 | 0 | 0 | 0 | 0 | 0 | 0 | 0 | 0 | 0 | 0 | 0 | 0 | 0 | 0 | 0 | 0 | 0 | 0 | 0 | 0 | 0 | 0 | 0 | 0 | 0 | 0 | 0 | 0 | 0 | 0 | 0 | 0
CAPITAL: | 1 | 2 | 3 | 4 | 5 | 6 | 7 | 8 | 9 | 10 | 11 | 12 | 13 | 14 | 15 | 16 | 17 | 18 | 19 | 20 | 21 | 22 | 23 | 24 | 25 | 26 | 27 | 28 | 29 | 30 | 31 | 32 | 33 | 34 | 35 | 36 | 37 | 38 | 39 | 40 | 41
1) Transmission | 1012550 | 1012550 | 0 | 0 | 0 | 0 | 0 | 0 | 0 | 0 | 0 | 0 | 0 | 0 | 0 | 0 | 0 | 0 | 0 | 0 | 0 | 0 | 0 | 0 | 0 | 0 | 0 | 0 | 0 | 0 | 0 | 0 | 0 | 0 | 0 | 0 | 0 | 0 | 0 | 0 | 0
2) | 0 | 0 | 0 | 0 | 0 | 0 | 0 | 0 | 0 | 0 | 0 | 0 | 0 | 0 | 0 | 0 | 0 | 0 | 0 | 0 | 0 | 0 | 0 | 0 | 0 | 0 | 0 | 0 | 0 | 0 | 0 | 0 | 0 | 0 | 0 | 0 | 0 | 0 | 0 | 0 | 0
3) | 0 | 0 | 0 | 0 | 0 | 0 | 0 | 0 | 0 | 0 | 0 | 0 | 0 | 0 | 0 | 0 | 0 | 0 | 0 | 0 | 0 | 0 | 0 | 0 | 0 | 0 | 0 | 0 | 0 | 0 | 0 | 0 | 0 | 0 | 0 | 0 | 0 | 0 | 0 | 0 | 0
4) | 0 | 0 | 0 | 0 | 0 | 0 | 0 | 0 | 0 | 0 | 0 | 0 | 0 | 0 | 0 | 0 | 0 | 0 | 0 | 0 | 0 | 0 | 0 | 0 | 0 | 0 | 0 | 0 | 0 | 0 | 0 | 0 | 0 | 0 | 0 | 0 | 0 | 0 | 0 | 0 | 0
5) Transmission Communication | 0 | 0 | 0 | 0 | 0 | 0 | 0 | 0 | 0 | 0 | 0 | 0 | 0 | 0 | 0 | 0 | 0 | 0 | 0 | 0 | 0 | 0 | 0 | 0 | 0 | 0 | 0 | 0 | 0 | 0 | 0 | 0 | 0 | 0 | 0 | 0 | 0 | 0 | 0 | 0 | 0
6) | 0 | 0 | 0 | 0 | 0 | 0 | 0 | 0 | 0 | 0 | 0 | 0 | 0 | 0 | 0 | 0 | 0 | 0 | 0 | 0 | 0 | 0 | 0 | 0 | 0 | 0 | 0 | 0 | 0 | 0 | 0 | 0 | 0 | 0 | 0 | 0 | 0 | 0 | 0 | 0 | 0
7) | 0 | 0 | 0 | 0 | 0 | 0 | 0 | 0 | 0 | 0 | 0 | 0 | 0 | 0 | 0 | 0 | 0 | 0 | 0 | 0 | 0 | 0 | 0 | 0 | 0 | 0 | 0 | 0 | 0 | 0 | 0 | 0 | 0 | 0 | 0 | 0 | 0 | 0 | 0 | 0 | 0
8) | 0 | 0 | 0 | 0 | 0 | 0 | 0 | 0 | 0 | 0 | 0 | 0 | 0 | 0 | 0 | 0 | 0 | 0 | 0 | 0 | 0 | 0 | 0 | 0 | 0 | 0 | 0 | 0 | 0 | 0 | 0 | 0 | 0 | 0 | 0 | 0 | 0 | 0 | 0 | 0 | 0
Total Capital | 1012550 | 1012550 | 0 | 0 | 0 | 0 | 0 | 0 | 0 | 0 | 0 | 0 | 0 | 0 | 0 | 0 | 0 | 0 | 0 | 0 | 0 | 0 | 0 | 0 | 0 | 0 | 0 | 0 | 0 | 0 | 0 | 0 | 0 | 0 | 0 | 0 | 0 | 0 | 0 | 0 | 0
O&M: | 1 | 2 | 3 | 4 | 5 | 6 | 7 | 8 | 9 | 10 | 11 | 12 | 13 | 14 | 15 | 16 | 17 | 18 | 19 | 20 | 21 | 22 | 23 | 24 | 25 | 26 | 27 | 28 | 29 | 30 | 31 | 32 | 33 | 34 | 35 | 36 | 37 | 38 | 39 | 40 | 41
1) Incremental O&M Costs | 13666.6667 | 41273.3333 | 42098.8 | 42940.7767 | 43799.5933 | 44675.5833 | 45569.0933 | 46480.4767 | 47410.0833 | 48358.2867 | 32665.8667 | 0 | 0 | 0 | 0 | 0 | 0 | 0 | 0 | 0 | 0 | 0 | 50729.6718 | 51744.2652 | 52779.1505 | 53834.7335 | 54911.4282 | 56009.6568 | 57129.8499 | 58272.4469 | 59437.8958 | 60626.6538 | 61839.1868 | 63075.9706 | 64337.49 | 65624.2398 | 66936.7246 | 68275.4591 | 69640.9682 | 71033.7876 | 72454.4634
2) Incremental O&M Savings | 0 | 0 | 0 | 0 | 0 | 0 | 0 | 0 | 0 | 0 | 0 | 0 | 0 | 0 | 0 | 0 | 0 | 0 | 0 | 0 | 0 | 0 | 0 | 0 | 0 | 0 | 0 | 0 | 0 | 0 | 0 | 0 | 0 | 0 | 0 | 0 | 0 | 0 | 0 | 0 | 0
3) Energy Losses | 0 | 0 | 0 | 0 | 0 | 0 | 0 | 0 | 0 | 0 | 0 | 0 | 0 | 0 | 0 | 0 | 0 | 0 | 0 | 0 | 0 | 0 | 0 | 0 | 0 | 0 | 0 | 0 | 0 | 0 | 0 | 0 | 0 | 0 | 0 | 0 | 0 | 0 | 0 | 0 | 0
4) Insurance & Property Tax | 0 | 0 | 0 | 0 | 0 | 0 | 0 | 0 | 0 | 0 | 0 | 0 | 0 | 0 | 0 | 0 | 0 | 0 | 0 | 0 | 0 | 0 | 0 | 0 | 0 | 0 | 0 | 0 | 0 | 0 | 0 | 0 | 0 | 0 | 0 | 0 | 0 | 0 | 0 | 0 | 0
5) | 0 | 0 | 0 | 0 | 0 | 0 | 0 | 0 | 0 | 0 | 0 | 0 | 0 | 0 | 0 | 0 | 0 | 0 | 0 | 0 | 0 | 0 | 0 | 0 | 0 | 0 | 0 | 0 | 0 | 0 | 0 | 0 | 0 | 0 | 0 | 0 | 0 | 0 | 0 | 0 | 0
6) Early Retirement | 0 | 0 | 0 | 0 | 0 | 0 | 0 | 0 | 0 | 0 | 0 | 0 | 0 | 0 | 0 | 0 | 0 | 0 | 0 | 0 | 0 | 0 | 0 | 0 | 0 | 0 | 0 | 0 | 0 | 0 | 0 | 0 | 0 | 0 | 0 | 0 | 0 | 0 | 0 | 0 | 0
7) | 0 | 0 | 0 | 0 | 0 | 0 | 0 | 0 | 0 | 0 | 0 | 0 | 0 | 0 | 0 | 0 | 0 | 0 | 0 | 0 | 0 | 0 | 0 | 0 | 0 | 0 | 0 | 0 | 0 | 0 | 0 | 0 | 0 | 0 | 0 | 0 | 0 | 0 | 0 | 0 | 0
8) | 0 | 0 | 0 | 0 | 0 | 0 | 0 | 0 | 0 | 0 | 0 | 0 | 0 | 0 | 0 | 0 | 0 | 0 | 0 | 0 | 0 | 0 | 0 | 0 | 0 | 0 | 0 | 0 | 0 | 0 | 0 | 0 | 0 | 0 | 0 | 0 | 0 | 0 | 0 | 0 | 0
Total O&M | 13666.6667 | 41273.3333 | 42098.8 | 42940.7767 | 43799.5933 | 44675.5833 | 45569.0933 | 46480.4767 | 47410.0833 | 48358.2867 | 32665.8667 | 0 | 0 | 0 | 0 | 0 | 0 | 0 | 0 | 0 | 0 | 0 | 50729.6718 | 51744.2652 | 52779.1505 | 53834.7335 | 54911.4282 | 56009.6568 | 57129.8499 | 58272.4469 | 59437.8958 | 60626.6538 | 61839.1868 | 63075.9706 | 64337.49 | 65624.2398 | 66936.7246 | 68275.4591 | 69640.9682 | 71033.7876 | 72454.4634
Purchase of Equipment from ATCO Gas
0
Transmission Cost Impact
Year | 2015 | 2016 | 2017 | 2018 | 2019 | 2020 | 2021 | 2022 | 2023 | 2024 | 2025 | 2026 | 2027 | 2028 | 2029 | 2030 | 2031 | 2032 | 2033 | 2034 | 2035 | 2036 | 2037 | 2038 | 2039 | 2040 | 2041 | 2042 | 2043 | 2044 | 2045 | 2046 | 2047 | 2048 | 2049 | 2050 | 2051 | 2052 | 2053 | 2054 | 2055
YEARLY DEPRECIATION: | 1 | 2 | 3 | 4 | 5 | 6 | 7 | 8 | 9 | 10 | 11 | 12 | 13 | 14 | 15 | 16 | 17 | 18 | 19 | 20 | 21 | 22 | 23 | 24 | 25 | 26 | 27 | 28 | 29 | 30 | 31 | 32 | 33 | 34 | 35 | 36 | 37 | 38 | 39 | 40 | 41 | Rates
1) Transmission | 50627.5 | 101255 | 101255 | 101255 | 101255 | 101255 | 101255 | 101255 | 101255 | 101255 | 101255 | 101255 | 101255 | 101255 | 101255 | 101255 | 101255 | 101255 | 101255 | 101255 | 50627.5 | 0 | 0 | 0 | 0 | 0 | 0 | 0 | 0 | 0 | 0 | 0 | 0 | 0 | 0 | 0 | 0 | 0 | 0 | 0 | 0 | 5%
2) | 0 | 0 | 0 | 0 | 0 | 0 | 0 | 0 | 0 | 0 | 0 | 0 | 0 | 0 | 0 | 0 | 0 | 0 | 0 | 0 | 0 | 0 | 0 | 0 | 0 | 0 | 0 | 0 | 0 | 0 | 0 | 0 | 0 | 0 | 0 | 0 | 0 | 0 | 0 | 0 | 0 | 0%
3) | 0 | 0 | 0 | 0 | 0 | 0 | 0 | 0 | 0 | 0 | 0 | 0 | 0 | 0 | 0 | 0 | 0 | 0 | 0 | 0 | 0 | 0 | 0 | 0 | 0 | 0 | 0 | 0 | 0 | 0 | 0 | 0 | 0 | 0 | 0 | 0 | 0 | 0 | 0 | 0 | 0 | 0%
4) | 0 | 0 | 0 | 0 | 0 | 0 | 0 | 0 | 0 | 0 | 0 | 0 | 0 | 0 | 0 | 0 | 0 | 0 | 0 | 0 | 0 | 0 | 0 | 0 | 0 | 0 | 0 | 0 | 0 | 0 | 0 | 0 | 0 | 0 | 0 | 0 | 0 | 0 | 0 | 0 | 0 | 0%
5) Transmission Communication | 0 | 0 | 0 | 0 | 0 | 0 | 0 | 0 | 0 | 0 | 0 | 0 | 0 | 0 | 0 | 0 | 0 | 0 | 0 | 0 | 0 | 0 | 0 | 0 | 0 | 0 | 0 | 0 | 0 | 0 | 0 | 0 | 0 | 0 | 0 | 0 | 0 | 0 | 0 | 0 | 0 | 0%
6) | 0 | 0 | 0 | 0 | 0 | 0 | 0 | 0 | 0 | 0 | 0 | 0 | 0 | 0 | 0 | 0 | 0 | 0 | 0 | 0 | 0 | 0 | 0 | 0 | 0 | 0 | 0 | 0 | 0 | 0 | 0 | 0 | 0 | 0 | 0 | 0 | 0 | 0 | 0 | 0 | 0 | 0%
7) | 0 | 0 | 0 | 0 | 0 | 0 | 0 | 0 | 0 | 0 | 0 | 0 | 0 | 0 | 0 | 0 | 0 | 0 | 0 | 0 | 0 | 0 | 0 | 0 | 0 | 0 | 0 | 0 | 0 | 0 | 0 | 0 | 0 | 0 | 0 | 0 | 0 | 0 | 0 | 0 | 0 | 0%
8) | 0 | 0 | 0 | 0 | 0 | 0 | 0 | 0 | 0 | 0 | 0 | 0 | 0 | 0 | 0 | 0 | 0 | 0 | 0 | 0 | 0 | 0 | 0 | 0 | 0 | 0 | 0 | 0 | 0 | 0 | 0 | 0 | 0 | 0 | 0 | 0 | 0 | 0 | 0 | 0 | 0 | 0%
Total Depreciation | 50627.5 | 101255 | 101255 | 101255 | 101255 | 101255 | 101255 | 101255 | 101255 | 101255 | 101255 | 101255 | 101255 | 101255 | 101255 | 101255 | 101255 | 101255 | 101255 | 101255 | 50627.5 | 0 | 0 | 0 | 0 | 0 | 0 | 0 | 0 | 0 | 0 | 0 | 0 | 0 | 0 | 0 | 0 | 0 | 0 | 0 | 0
ACCUMULATED DEPRECIATION: | 1 | 2 | 3 | 4 | 5 | 6 | 7 | 8 | 9 | 10 | 11 | 12 | 13 | 14 | 15 | 16 | 17 | 18 | 19 | 20 | 21 | 22 | 23 | 24 | 25 | 26 | 27 | 28 | 29 | 30 | 31 | 32 | 33 | 34 | 35 | 36 | 37 | 38 | 39 | 40 | 41
1) Transmission | 50627.5 | 151882.5 | 253137.5 | 354392.5 | 455647.5 | 556902.5 | 658157.5 | 759412.5 | 860667.5 | 961922.5 | 1063177.5 | 1164432.5 | 1265687.5 | 1366942.5 | 1468197.5 | 1569452.5 | 1670707.5 | 1771962.5 | 1873217.5 | 1974472.5 | 2025100 | 2025100 | 2025100 | 2025100 | 2025100 | 2025100 | 2025100 | 2025100 | 2025100 | 2025100 | 2025100 | 2025100 | 2025100 | 2025100 | 2025100 | 2025100 | 2025100 | 2025100 | 2025100 | 2025100 | 2025100
2) | 0 | 0 | 0 | 0 | 0 | 0 | 0 | 0 | 0 | 0 | 0 | 0 | 0 | 0 | 0 | 0 | 0 | 0 | 0 | 0 | 0 | 0 | 0 | 0 | 0 | 0 | 0 | 0 | 0 | 0 | 0 | 0 | 0 | 0 | 0 | 0 | 0 | 0 | 0 | 0 | 0
3) | 0 | 0 | 0 | 0 | 0 | 0 | 0 | 0 | 0 | 0 | 0 | 0 | 0 | 0 | 0 | 0 | 0 | 0 | 0 | 0 | 0 | 0 | 0 | 0 | 0 | 0 | 0 | 0 | 0 | 0 | 0 | 0 | 0 | 0 | 0 | 0 | 0 | 0 | 0 | 0 | 0
4) | 0 | 0 | 0 | 0 | 0 | 0 | 0 | 0 | 0 | 0 | 0 | 0 | 0 | 0 | 0 | 0 | 0 | 0 | 0 | 0 | 0 | 0 | 0 | 0 | 0 | 0 | 0 | 0 | 0 | 0 | 0 | 0 | 0 | 0 | 0 | 0 | 0 | 0 | 0 | 0 | 0
5) Transmission Communication | 0 | 0 | 0 | 0 | 0 | 0 | 0 | 0 | 0 | 0 | 0 | 0 | 0 | 0 | 0 | 0 | 0 | 0 | 0 | 0 | 0 | 0 | 0 | 0 | 0 | 0 | 0 | 0 | 0 | 0 | 0 | 0 | 0 | 0 | 0 | 0 | 0 | 0 | 0 | 0 | 0
6) | 0 | 0 | 0 | 0 | 0 | 0 | 0 | 0 | 0 | 0 | 0 | 0 | 0 | 0 | 0 | 0 | 0 | 0 | 0 | 0 | 0 | 0 | 0 | 0 | 0 | 0 | 0 | 0 | 0 | 0 | 0 | 0 | 0 | 0 | 0 | 0 | 0 | 0 | 0 | 0 | 0
7) | 0 | 0 | 0 | 0 | 0 | 0 | 0 | 0 | 0 | 0 | 0 | 0 | 0 | 0 | 0 | 0 | 0 | 0 | 0 | 0 | 0 | 0 | 0 | 0 | 0 | 0 | 0 | 0 | 0 | 0 | 0 | 0 | 0 | 0 | 0 | 0 | 0 | 0 | 0 | 0 | 0
8) | 0 | 0 | 0 | 0 | 0 | 0 | 0 | 0 | 0 | 0 | 0 | 0 | 0 | 0 | 0 | 0 | 0 | 0 | 0 | 0 | 0 | 0 | 0 | 0 | 0 | 0 | 0 | 0 | 0 | 0 | 0 | 0 | 0 | 0 | 0 | 0 | 0 | 0 | 0 | 0 | 0
PROPERTY IN SERVICE (end yr): | 1 | 2 | 3 | 4 | 5 | 6 | 7 | 8 | 9 | 10 | 11 | 12 | 13 | 14 | 15 | 16 | 17 | 18 | 19 | 20 | 21 | 22 | 23 | 24 | 25 | 26 | 27 | 28 | 29 | 30 | 31 | 32 | 33 | 34 | 35 | 36 | 37 | 38 | 39 | 40 | 41
1) Transmission | 961922.5 | 1873217.5 | 1771962.5 | 1670707.5 | 1569452.5 | 1468197.5 | 1366942.5 | 1265687.5 | 1164432.5 | 1063177.5 | 961922.5 | 860667.5 | 759412.5 | 658157.5 | 556902.5 | 455647.5 | 354392.5 | 253137.5 | 151882.5 | 50627.5 | 0 | 0 | 0 | 0 | 0 | 0 | 0 | 0 | 0 | 0 | 0 | 0 | 0 | 0 | 0 | 0 | 0 | 0 | 0 | 0 | 0
2) | 0 | 0 | 0 | 0 | 0 | 0 | 0 | 0 | 0 | 0 | 0 | 0 | 0 | 0 | 0 | 0 | 0 | 0 | 0 | 0 | 0 | 0 | 0 | 0 | 0 | 0 | 0 | 0 | 0 | 0 | 0 | 0 | 0 | 0 | 0 | 0 | 0 | 0 | 0 | 0 | 0
3) | 0 | 0 | 0 | 0 | 0 | 0 | 0 | 0 | 0 | 0 | 0 | 0 | 0 | 0 | 0 | 0 | 0 | 0 | 0 | 0 | 0 | 0 | 0 | 0 | 0 | 0 | 0 | 0 | 0 | 0 | 0 | 0 | 0 | 0 | 0 | 0 | 0 | 0 | 0 | 0 | 0
4) | 0 | 0 | 0 | 0 | 0 | 0 | 0 | 0 | 0 | 0 | 0 | 0 | 0 | 0 | 0 | 0 | 0 | 0 | 0 | 0 | 0 | 0 | 0 | 0 | 0 | 0 | 0 | 0 | 0 | 0 | 0 | 0 | 0 | 0 | 0 | 0 | 0 | 0 | 0 | 0 | 0
5) Transmission Communication | 0 | 0 | 0 | 0 | 0 | 0 | 0 | 0 | 0 | 0 | 0 | 0 | 0 | 0 | 0 | 0 | 0 | 0 | 0 | 0 | 0 | 0 | 0 | 0 | 0 | 0 | 0 | 0 | 0 | 0 | 0 | 0 | 0 | 0 | 0 | 0 | 0 | 0 | 0 | 0 | 0
6) | 0 | 0 | 0 | 0 | 0 | 0 | 0 | 0 | 0 | 0 | 0 | 0 | 0 | 0 | 0 | 0 | 0 | 0 | 0 | 0 | 0 | 0 | 0 | 0 | 0 | 0 | 0 | 0 | 0 | 0 | 0 | 0 | 0 | 0 | 0 | 0 | 0 | 0 | 0 | 0 | 0
7) | 0 | 0 | 0 | 0 | 0 | 0 | 0 | 0 | 0 | 0 | 0 | 0 | 0 | 0 | 0 | 0 | 0 | 0 | 0 | 0 | 0 | 0 | 0 | 0 | 0 | 0 | 0 | 0 | 0 | 0 | 0 | 0 | 0 | 0 | 0 | 0 | 0 | 0 | 0 | 0 | 0
8) | 0 | 0 | 0 | 0 | 0 | 0 | 0 | 0 | 0 | 0 | 0 | 0 | 0 | 0 | 0 | 0 | 0 | 0 | 0 | 0 | 0 | 0 | 0 | 0 | 0 | 0 | 0 | 0 | 0 | 0 | 0 | 0 | 0 | 0 | 0 | 0 | 0 | 0 | 0 | 0 | 0
Total Project Ratebase | 961922.5 | 1873217.5 | 1771962.5 | 1670707.5 | 1569452.5 | 1468197.5 | 1366942.5 | 1265687.5 | 1164432.5 | 1063177.5 | 961922.5 | 860667.5 | 759412.5 | 658157.5 | 556902.5 | 455647.5 | 354392.5 | 253137.5 | 151882.5 | 50627.5 | 0 | 0 | 0 | 0 | 0 | 0 | 0 | 0 | 0 | 0 | 0 | 0 | 0 | 0 | 0 | 0 | 0 | 0 | 0 | 0 | 0
Purchase of Equipment from ATCO Gas |  |  | Return | Ratio | B.T. Cost | A.T. Cost
0 |  | Debt | 5.739% | 60% | 3.444% | 3.444%
Transmission Cost Impact |  | Preferred | 0% | 0% | 0% | 0% |  | Tax Rate | 30%
|  | Common | 8.75% | 40% | 5% | 3.5%
[5 empty] | 8.444% | 6.944%
CASH FLOWS SUMMARY:
|  |  |  | Revenue Requirements |  |  |  | Revenue |  | Surplus | CPV at | Used
Year | Ratebase | Return | Dep'n | Inc. Tax | O&M | Total |  | Allowance |  | (Deficit) | 8.444% | Year
1 2015 | 961922.5 | 66791.9586 | 50627.5 | 14428.8375 | 13666.6667 | 145514.9628 | 2015 NPV | 0 |  | -145514.9628 | -145514.9628 | 1
2 2016 | 1873217.5 | 130068.551 | 101255 | 28098.2625 | 41273.3333 | 300695.1468 | 1776558.688 | 0 |  | -300695.1468 | -422797.5072 | 2 |  | 12723 | -33410003.6125
3 2017 | 1771962.5 | 123037.8185 | 101255 | 26579.4375 | 42098.8 | 292971.056 |  | 0 |  | -292971.056 | -671922.2942 | 3 |  | 12723 | -33410003.6125
4 2018 | 1670707.5 | 116007.086 | 101255 | 25060.6125 | 42940.7767 | 285263.4752 |  | 0 |  | -285263.4752 | -895606.0799 | 4 |  | 0 | 0 |  |  | 0
5 2019 | 1569452.5 | 108976.3535 | 101255 | 23541.7875 | 43799.5933 | 277572.7344 |  | 0 |  | -277572.7344 | -1096312.4939 | 5
6 2020 | 1468197.5 | 101945.621 | 101255 | 22022.9625 | 44675.5833 | 269899.1669 |  | 0 |  | -269899.1669 | -1276275.0295 | 6 |  | changes: | #DIV/0!
7 2021 | 1366942.5 | 94914.8886 | 101255 | 20504.1375 | 45569.0933 | 262243.1194 |  | 0 |  | -262243.1194 | -1437517.9939 | 7
8 2022 | 1265687.5 | 87884.1561 | 101255 | 18985.3125 | 46480.4767 | 254604.9452 |  | 0 |  | -254604.9452 | -1581875.5823 | 8 |  | Cont 2nd | 12723
9 2023 | 1164432.5 | 80853.4236 | 101255 | 17466.4875 | 47410.0833 | 246984.9944 |  | 0 |  | -246984.9944 | -1711009.2433 | 9
10 2024 | 1063177.5 | 73822.6911 | 101255 | 15947.6625 | 48358.2867 | 239383.6403 |  | 0 |  | -239383.6403 | -1826423.5041 | 10 |  | Cont_changed | #DIV/0!
11 2025 | 961922.5 | 66791.9586 | 101255 | 14428.8375 | 32665.8667 | 215141.6628 |  | 0 |  | -215141.6628 | -1922073.6508 | 11
12 2026 | 0 | 0 | 0 | 0 | 0 | 0 |  | 0 |  | 0 | -1922073.6508 | 12
13 2027 | 0 | 0 | 0 | 0 | 0 | 0 |  | 0 |  | 0 | -1922073.6508 | 13
14 2028 | 0 | 0 | 0 | 0 | 0 | 0 |  | 0 |  | 0 | -1922073.6508 | 14
15 2029 | 0 | 0 | 0 | 0 | 0 | 0 |  | 0 |  | 0 | -1922073.6508 | 15
16 2030 | 0 | 0 | 0 | 0 | 0 | 0 |  | 0 |  | 0 | -1922073.6508 | 16
17 2031 | 0 | 0 | 0 | 0 | 0 | 0 |  | 0 |  | 0 | -1922073.6508 | 17
18 2032 | 0 | 0 | 0 | 0 | 0 | 0 |  | 0 |  | 0 | -1922073.6508 | 18
19 2033 | 0 | 0 | 0 | 0 | 0 | 0 |  | 0 |  | 0 | -1922073.6508 | 19
20 2034 | 0 | 0 | 0 | 0 | 0 | 0 |  | 0 |  | 0 | -1922073.6508 | 20
21 2035 | 0 | 0 | 0 | 0 | 0 | 0 |  | 0 |  | 0 | -1922073.6508 | 21
22 2036 | 0 | 0 | 0 | 0 | 0 | 0 |  | 0 |  | 0 | -1922073.6508 | 22
23 2037 | 0 | 0 | 0 | 0 | 0 | 0 |  | 0 |  | 0 | -1922073.6508 | 23
24 2038 | 0 | 0 | 0 | 0 | 0 | 0 |  | 0 |  | 0 | -1922073.6508 | 24
25 2039 | 0 | 0 | 0 | 0 | 0 | 0 |  | 0 |  | 0 | -1922073.6508 | 25
26 2040 | 0 | 0 | 0 | 0 | 0 | 0 |  | 0 |  | 0 | -1922073.6508 | 26
27 2041 | 0 | 0 | 0 | 0 | 0 | 0 |  | 0 |  | 0 | -1922073.6508 | 27
28 2042 | 0 | 0 | 0 | 0 | 0 | 0 |  | 0 |  | 0 | -1922073.6508 | 28
29 2043 | 0 | 0 | 0 | 0 | 0 | 0 |  | 0 |  | 0 | -1922073.6508 | 29
30 2044 | 0 | 0 | 0 | 0 | 0 | 0 |  | 0 |  | 0 | -1922073.6508 | 30
31 2045 | 0 | 0 | 0 | 0 | 0 | 0 |  | 0 |  | 0 | -1922073.6508 | 31
32 2046 | 0 | 0 | 0 | 0 | 0 | 0 |  | 0 |  | 0 | -1922073.6508 | 32
33 2047 | 0 | 0 | 0 | 0 | 0 | 0 |  | 0 |  | 0 | -1922073.6508 | 33
34 2048 | 0 | 0 | 0 | 0 | 0 | 0 |  | 0 |  | 0 | -1922073.6508 | 34
35 2049 | 0 | 0 | 0 | 0 | 0 | 0 |  | 0 |  | 0 | -1922073.6508 | 35
36 2050 | 0 | 0 | 0 | 0 | 0 | 0 |  | 0 |  | 0 | -1922073.6508 | 36
37 2051 | 0 | 0 | 0 | 0 | 0 | 0 |  | 0 |  | 0 | -1922073.6508 | 37
38 2052 | 0 | 0 | 0 | 0 | 0 | 0 |  | 0 |  | 0 | -1922073.6508 | 38
39 2053 | 0 | 0 | 0 | 0 | 0 | 0 |  | 0 |  | 0 | -1922073.6508 | 39
40 2054 | 0 | 0 | 0 | 0 | 0 | 0 |  | 0 |  | 0 | -1922073.6508 | 40
41 2055 | 0 | 0 | 0 | 0 | 0 | 0 |  | 0 |  | 0 | -1922073.6508 | 41
Total Revenue Area: (combines the two revenue facades)
| 0 | 1 | 2 | 3 | 4 | 5 | 6 | 7 | 8 | 9 | 10 | 11 | 12 | 13 | 14 | 15 | 16 | 17 | 18 | 19 | 20 | 21 | 22 | 23 | 24 | 25 | 26 | 27 | 28 | 29 | 30 | 31 | 32 | 33 | 34 | 35 | 36 | 37 | 38 | 39 | 40
| 0 | 0 | 0 | 0 | 0 | 0 | 0 | 0 | 0 | 0 | 0 | 0 | 0 | 0 | 0 | 0 | 0 | 0 | 0 | 0 | 0 | 0 | 0 | 0 | 0 | 0 | 0 | 0 | 0 | 0 | 0 | 0 | 0 | 0 | 0 | 0 | 0 | 0 | 0 | 0 | 0
|  | 0 | 1 | 2 | 3 | 4 | 5 | 6 | 7 | 8 | 9 | 10 | 11 | 12 | 13 | 14 | 15 | 16 | 17 | 18 | 19 | 20 | 21 | 22 | 23 | 24 | 25 | 26 | 27 | 28 | 29 | 30 | 31 | 32 | 33 | 34 | 35 | 36 | 37 | 38 | 39

## Assumptions Alternative 2 (hidden)
ATCO Electric Project Economic Evaluation | [5 empty] | Input data in | blue
Alternative 2 Name
| Alternative 2 Description |  |  |  |  | Calculated on: | 2014-10-24 11:05
Cost Impact
Assumptions:
1 | Financial Parameters
| Distribution Capital Structure and Cost | [5 empty] | Generation Capital Structure and Cost | [5 empty] | Incremental Depreciation Rates: |  | Service Life | Rate
|  | Return | Ratio | B.T. Cost | A.T. Cost |  |  | Return | Ratio | B.T. Cost | A.T. Cost |  | Transmission |  | 20 | 5%
| Debt | 5.739% | 60% | 3.444% | 3.444% |  | Debt | 5.739% | 60% | 3.444% | 3.444% |  | Distribution |  | 20 | 5%
| Preferred | 0% | 0% | 0% | 0% |  | Preferred | 0% | 0% | 0% | 0% |  | Communication |  | 0 | 0%
| Common | 8.75% | 40% | 5% | 3.5% |  | Common | 8.75% | 40% | 5% | 3.5% |  | "D" Other |  | 0 | 0%
| TOTALS |  |  | 8.444% | 6.944% |  | TOTALS |  |  | 8.444% | 6.944%
| 0 | [5 empty] | 0 | [5 empty] | 0
| Income Taxes and Escalation |  |  |  | 2011 | 2012 | 2013 | 2014 | >=2015
| Federal and Provincial Income Tax |  |  |  | 31.5% | 30% | 30% | 30% | 30%
Escalation
|  | Capital (T&D) |  |  |  | 2% | 2% | 2% | 2%
|  | O & M (T&D) |  |  |  | 2% | 2% | 2% | 2%
(50/50 blend of rate of labour & materials)
| 0 |  |  | 2015 Income Taxes |  | 30%
2 | All analysis are based on |  | 11 | of costs.
3 | Embedded distribution capital and O&M costs are not considered in analysis.
4 | Base Year ($) |  | 2015
| In-Service Date |  | 2015
5 | Incremental Capital Spending:
|  |  | Annual Escalation Factor | 1 | 1.02 | 1.02 | 1.02 | 1.02 | 1.02 | 1.02 | 1.02 | 1.02 | 1.02 | 1.02 | 1.02 | 1.02 | 1.02 | 1.02 | 1.02 | 1.02 | 1.02 | 1.02 | 1.02 | 1.02 | 1.02 | 1.02 | 1.02 | 1.02 | 1.02 | 1.02 | 1.02 | 1.02 | 1.02 | 1.02 | 1.02 | 1.02 | 1.02 | 1.02 | 1.02 | 1.02 | 1.02 | 1.02 | 1.02 | 1.02
|  |  | Compounded Escalation Factor | 1 | 1.02 | 1.0404 | 1.0612 | 1.0824 | 1.1041 | 1.1262 | 1.1487 | 1.1717 | 1.1951 | 1.219 | 1.2434 | 1.2682 | 1.2936 | 1.3195 | 1.3459 | 1.3728 | 1.4002 | 1.4282 | 1.4568 | 1.4859 | 1.5157 | 1.546 | 1.5769 | 1.6084 | 1.6406 | 1.6734 | 1.7069 | 1.741 | 1.7758 | 1.8114 | 1.8476 | 1.8845 | 1.9222 | 1.9607 | 1.9999 | 2.0399 | 2.0807 | 2.1223 | 2.1647 | 2.208
|  |  | ISD Index | 1 | 0 | 0 | 0 | 0 | 0 | 0 | 0 | 0 | 0 | 0 | 0 | 0 | 0 | 0 | 0 | 0 | 0 | 0 | 0 | 0 | 0 | 0 | 0 | 0 | 0 | 0 | 0 | 0 | 0 | 0 | 0 | 0 | 0 | 0 | 0 | 0 | 0 | 0 | 0 | 0
|  |  |  | 2015 | 2016 | 2017 | 2018 | 2019 | 2020 | 2021 | 2022 | 2023 | 2024 | 2025 | 2026 | 2027 | 2028 | 2029 | 2030 | 2031 | 2032 | 2033 | 2034 | 2035 | 2036 | 2037 | 2038 | 2039 | 2040 | 2041 | 2042 | 2043 | 2044 | 2045 | 2046 | 2047 | 2048 | 2049 | 2050 | 2051 | 2052 | 2053 | 2054 | 2055
| Enter capital expenditures in 2015 dollars |  |  | 1 | 2 | 3 | 4 | 5 | 6 | 7 | 8 | 9 | 10 | 11 | 12 | 13 | 14 | 15 | 16 | 17 | 18 | 19 | 20 | 21 | 22 | 23 | 24 | 25 | 26 | 27 | 28 | 29 | 30 | 31 | 32 | 33 | 34 | 35 | 36 | 37 | 38 | 39 | 40 | 41 | Nom $ Total | Real $ Total
(include ES&G and Contingency)
| Transmission |  |  | 0 | 0 | 0 | 0 | 0 | 0 | 0 | 0 | 0 | 0 | 0 | 0 | 0 | 0 | 0 | 0 | 0 | 0 | 0 | 0 | 0 | 0 | 0 | 0 | 0 | 0 | 0 | 0 | 0 | 0 | 0 | 0 | 0 | 0 | 0 | 0 | 0 | 0 | 0 | 0 | 0 |  | 0
| (inflated) |  |  | 0 | 0 | 0 | 0 | 0 | 0 | 0 | 0 | 0 | 0 | 0 | 0 | 0 | 0 | 0 | 0 | 0 | 0 | 0 | 0 | 0 | 0 | 0 | 0 | 0 | 0 | 0 | 0 | 0 | 0 | 0 | 0 | 0 | 0 | 0 | 0 | 0 | 0 | 0 | 0 | 0 | 0
| Distribution |  |  | 0 | 0 | 0 | 0 | 0 | 0 | 0 | 0 | 0 | 0 | 0 | 0 | 0 | 0 | 0 | 0 | 0 | 0 | 0 | 0 | 0 | 0 | 0 | 0 | 0 | 0 | 0 | 0 | 0 | 0 | 0 | 0 | 0 | 0 | 0 | 0 | 0 | 0 | 0 | 0 | 0 |  | 0
| (inflated) |  |  | 0 | 0 | 0 | 0 | 0 | 0 | 0 | 0 | 0 | 0 | 0 | 0 | 0 | 0 | 0 | 0 | 0 | 0 | 0 | 0 | 0 | 0 | 0 | 0 | 0 | 0 | 0 | 0 | 0 | 0 | 0 | 0 | 0 | 0 | 0 | 0 | 0 | 0 | 0 | 0 | 0 | 0
| Distribution Communications |  |  | 0 | 0 | 0 | 0 | 0 | 0 | 0 | 0 | 0 | 0 | 0 | 0 | 0 | 0 | 0 | 0 | 0 | 0 | 0 | 0 | 0 | 0 | 0 | 0 | 0 | 0 | 0 | 0 | 0 | 0 | 0 | 0 | 0 | 0 | 0 | 0 | 0 | 0 | 0 | 0 | 0 |  | 0
| (inflated) |  |  | 0 | 0 | 0 | 0 | 0 | 0 | 0 | 0 | 0 | 0 | 0 | 0 | 0 | 0 | 0 | 0 | 0 | 0 | 0 | 0 | 0 | 0 | 0 | 0 | 0 | 0 | 0 | 0 | 0 | 0 | 0 | 0 | 0 | 0 | 0 | 0 | 0 | 0 | 0 | 0 | 0 | 0
| Transmission Communications |  |  | 0 | 0 | 0 | 0 | 0 | 0 | 0 | 0 | 0 | 0 | 0 | 0 | 0 | 0 | 0 | 0 | 0 | 0 | 0 | 0 | 0 | 0 | 0 | 0 | 0 | 0 | 0 | 0 | 0 | 0 | 0 | 0 | 0 | 0 | 0 | 0 | 0 | 0 | 0 | 0 | 0 |  | 0
| (inflated) | (Telecom / Telecontrol) |  | 0 | 0 | 0 | 0 | 0 | 0 | 0 | 0 | 0 | 0 | 0 | 0 | 0 | 0 | 0 | 0 | 0 | 0 | 0 | 0 | 0 | 0 | 0 | 0 | 0 | 0 | 0 | 0 | 0 | 0 | 0 | 0 | 0 | 0 | 0 | 0 | 0 | 0 | 0 | 0 | 0 | 0
| Distribution Other |  |  | 0 | 0 | 0 | 0 | 0 | 0 | 0 | 0 | 0 | 0 | 0 | 0 | 0 | 0 | 0 | 0 | 0 | 0 | 0 | 0 | 0 | 0 | 0 | 0 | 0 | 0 | 0 | 0 | 0 | 0 | 0 | 0 | 0 | 0 | 0 | 0 | 0 | 0 | 0 | 0 | 0 |  | 0
| (inflated) |  |  | 0 | 0 | 0 | 0 | 0 | 0 | 0 | 0 | 0 | 0 | 0 | 0 | 0 | 0 | 0 | 0 | 0 | 0 | 0 | 0 | 0 | 0 | 0 | 0 | 0 | 0 | 0 | 0 | 0 | 0 | 0 | 0 | 0 | 0 | 0 | 0 | 0 | 0 | 0 | 0 | 0 | 0
| Total Capital Cost (2015$) |  |  | 0 | 0 | 0 | 0 | 0 | 0 | 0 | 0 | 0 | 0 | 0 | 0 | 0 | 0 | 0 | 0 | 0 | 0 | 0 | 0 | 0 | 0 | 0 | 0 | 0 | 0 | 0 | 0 | 0 | 0 | 0 | 0 | 0 | 0 | 0 | 0 | 0 | 0 | 0 | 0 | 0
| Total Capital Cost (Nom$) |  |  | 0 | 0 | 0 | 0 | 0 | 0 | 0 | 0 | 0 | 0 | 0 | 0 | 0 | 0 | 0 | 0 | 0 | 0 | 0 | 0 | 0 | 0 | 0 | 0 | 0 | 0 | 0 | 0 | 0 | 0 | 0 | 0 | 0 | 0 | 0 | 0 | 0 | 0 | 0 | 0 | 0 | 0 | 0
Source:
6 | AFUDC Calculation & Ratebase:
|  | Calculate AFUDC | No | 2015 1: (yes or no)
|  |  |  | 2015 | 2016 | 2017 | 2018 | 2019 | 2020 | 2021 | 2022 | 2023 | 2024 | 2025 | 2026 | 2027 | 2028 | 2029 | 2030 | 2031 | 2032 | 2033 | 2034 | 2035 | 2036 | 2037 | 2038 | 2039 | 2040 | 2041 | 2042 | 2043 | 2044 | 2045 | 2046 | 2047 | 2048 | 2049 | 2050 | 2051 | 2052 | 2053 | 2054 | 2055 | Total Capital w/
| Transmission |  |  | 1 | 2 | 3 | 4 | 5 | 6 | 7 | 8 | 9 | 10 | 11 | 12 | 13 | 14 | 15 | 16 | 17 | 18 | 19 | 20 | 21 | 22 | 23 | 24 | 25 | 26 | 27 | 28 | 29 | 30 | 31 | 32 | 33 | 34 | 35 | 36 | 37 | 38 | 39 | 40 | 41 | escalation & AFUDC
|  |  | Opening Balance | 0 | 0 | 0 | 0 | 0 | 0 | 0 | 0 | 0 | 0 | 0 | 0 | 0 | 0 | 0 | 0 | 0 | 0 | 0 | 0 | 0 | 0 | 0 | 0 | 0 | 0 | 0 | 0 | 0 | 0 | 0 | 0 | 0 | 0 | 0 | 0 | 0 | 0 | 0 | 0 | 0
|  |  | Capital Addition | 0 | 0 | 0 | 0 | 0 | 0 | 0 | 0 | 0 | 0 | 0 | 0 | 0 | 0 | 0 | 0 | 0 | 0 | 0 | 0 | 0 | 0 | 0 | 0 | 0 | 0 | 0 | 0 | 0 | 0 | 0 | 0 | 0 | 0 | 0 | 0 | 0 | 0 | 0 | 0 | 0
|  |  | 6.944% | 0 | 0 | 0 | 0 | 0 | 0 | 0 | 0 | 0 | 0 | 0 | 0 | 0 | 0 | 0 | 0 | 0 | 0 | 0 | 0 | 0 | 0 | 0 | 0 | 0 | 0 | 0 | 0 | 0 | 0 | 0 | 0 | 0 | 0 | 0 | 0 | 0 | 0 | 0 | 0 | 0
|  |  | RATEBASE | 0 | 0 | 0 | 0 | 0 | 0 | 0 | 0 | 0 | 0 | 0 | 0 | 0 | 0 | 0 | 0 | 0 | 0 | 0 | 0 | 0 | 0 | 0 | 0 | 0 | 0 | 0 | 0 | 0 | 0 | 0 | 0 | 0 | 0 | 0 | 0 | 0 | 0 | 0 | 0 | 0 | 0
Distribution
|  |  | Opening Balance | 0 | 0 | 0 | 0 | 0 | 0 | 0 | 0 | 0 | 0 | 0 | 0 | 0 | 0 | 0 | 0 | 0 | 0 | 0 | 0 | 0 | 0 | 0 | 0 | 0 | 0 | 0 | 0 | 0 | 0 | 0 | 0 | 0 | 0 | 0 | 0 | 0 | 0 | 0 | 0 | 0
|  |  | Capital Addition | 0 | 0 | 0 | 0 | 0 | 0 | 0 | 0 | 0 | 0 | 0 | 0 | 0 | 0 | 0 | 0 | 0 | 0 | 0 | 0 | 0 | 0 | 0 | 0 | 0 | 0 | 0 | 0 | 0 | 0 | 0 | 0 | 0 | 0 | 0 | 0 | 0 | 0 | 0 | 0 | 0
|  |  | 6.944% | 0 | 0 | 0 | 0 | 0 | 0 | 0 | 0 | 0 | 0 | 0 | 0 | 0 | 0 | 0 | 0 | 0 | 0 | 0 | 0 | 0 | 0 | 0 | 0 | 0 | 0 | 0 | 0 | 0 | 0 | 0 | 0 | 0 | 0 | 0 | 0 | 0 | 0 | 0 | 0 | 0
|  |  | RATEBASE | 0 | 0 | 0 | 0 | 0 | 0 | 0 | 0 | 0 | 0 | 0 | 0 | 0 | 0 | 0 | 0 | 0 | 0 | 0 | 0 | 0 | 0 | 0 | 0 | 0 | 0 | 0 | 0 | 0 | 0 | 0 | 0 | 0 | 0 | 0 | 0 | 0 | 0 | 0 | 0 | 0 | 0
Distribution Communications
|  |  | Opening Balance | 0 | 0 | 0 | 0 | 0 | 0 | 0 | 0 | 0 | 0 | 0 | 0 | 0 | 0 | 0 | 0 | 0 | 0 | 0 | 0 | 0 | 0 | 0 | 0 | 0 | 0 | 0 | 0 | 0 | 0 | 0 | 0 | 0 | 0 | 0 | 0 | 0 | 0 | 0 | 0 | 0
|  |  | Capital Addition | 0 | 0 | 0 | 0 | 0 | 0 | 0 | 0 | 0 | 0 | 0 | 0 | 0 | 0 | 0 | 0 | 0 | 0 | 0 | 0 | 0 | 0 | 0 | 0 | 0 | 0 | 0 | 0 | 0 | 0 | 0 | 0 | 0 | 0 | 0 | 0 | 0 | 0 | 0 | 0 | 0
|  |  | 6.944% | 0 | 0 | 0 | 0 | 0 | 0 | 0 | 0 | 0 | 0 | 0 | 0 | 0 | 0 | 0 | 0 | 0 | 0 | 0 | 0 | 0 | 0 | 0 | 0 | 0 | 0 | 0 | 0 | 0 | 0 | 0 | 0 | 0 | 0 | 0 | 0 | 0 | 0 | 0 | 0 | 0
|  |  | RATEBASE | 0 | 0 | 0 | 0 | 0 | 0 | 0 | 0 | 0 | 0 | 0 | 0 | 0 | 0 | 0 | 0 | 0 | 0 | 0 | 0 | 0 | 0 | 0 | 0 | 0 | 0 | 0 | 0 | 0 | 0 | 0 | 0 | 0 | 0 | 0 | 0 | 0 | 0 | 0 | 0 | 0 | 0
Transmission Communications
|  |  | Opening Balance | 0 | 0 | 0 | 0 | 0 | 0 | 0 | 0 | 0 | 0 | 0 | 0 | 0 | 0 | 0 | 0 | 0 | 0 | 0 | 0 | 0 | 0 | 0 | 0 | 0 | 0 | 0 | 0 | 0 | 0 | 0 | 0 | 0 | 0 | 0 | 0 | 0 | 0 | 0 | 0 | 0
|  |  | Capital Addition | 0 | 0 | 0 | 0 | 0 | 0 | 0 | 0 | 0 | 0 | 0 | 0 | 0 | 0 | 0 | 0 | 0 | 0 | 0 | 0 | 0 | 0 | 0 | 0 | 0 | 0 | 0 | 0 | 0 | 0 | 0 | 0 | 0 | 0 | 0 | 0 | 0 | 0 | 0 | 0 | 0
|  |  | 6.944% | 0 | 0 | 0 | 0 | 0 | 0 | 0 | 0 | 0 | 0 | 0 | 0 | 0 | 0 | 0 | 0 | 0 | 0 | 0 | 0 | 0 | 0 | 0 | 0 | 0 | 0 | 0 | 0 | 0 | 0 | 0 | 0 | 0 | 0 | 0 | 0 | 0 | 0 | 0 | 0 | 0
|  |  | RATEBASE | 0 | 0 | 0 | 0 | 0 | 0 | 0 | 0 | 0 | 0 | 0 | 0 | 0 | 0 | 0 | 0 | 0 | 0 | 0 | 0 | 0 | 0 | 0 | 0 | 0 | 0 | 0 | 0 | 0 | 0 | 0 | 0 | 0 | 0 | 0 | 0 | 0 | 0 | 0 | 0 | 0 | 0
Distribution Other
|  |  | Opening Balance | 0 | 0 | 0 | 0 | 0 | 0 | 0 | 0 | 0 | 0 | 0 | 0 | 0 | 0 | 0 | 0 | 0 | 0 | 0 | 0 | 0 | 0 | 0 | 0 | 0 | 0 | 0 | 0 | 0 | 0 | 0 | 0 | 0 | 0 | 0 | 0 | 0 | 0 | 0 | 0 | 0
|  |  | Capital Addition | 0 | 0 | 0 | 0 | 0 | 0 | 0 | 0 | 0 | 0 | 0 | 0 | 0 | 0 | 0 | 0 | 0 | 0 | 0 | 0 | 0 | 0 | 0 | 0 | 0 | 0 | 0 | 0 | 0 | 0 | 0 | 0 | 0 | 0 | 0 | 0 | 0 | 0 | 0 | 0 | 0
|  |  | 6.944% | 0 | 0 | 0 | 0 | 0 | 0 | 0 | 0 | 0 | 0 | 0 | 0 | 0 | 0 | 0 | 0 | 0 | 0 | 0 | 0 | 0 | 0 | 0 | 0 | 0 | 0 | 0 | 0 | 0 | 0 | 0 | 0 | 0 | 0 | 0 | 0 | 0 | 0 | 0 | 0 | 0
|  |  | RATEBASE | 0 | 0 | 0 | 0 | 0 | 0 | 0 | 0 | 0 | 0 | 0 | 0 | 0 | 0 | 0 | 0 | 0 | 0 | 0 | 0 | 0 | 0 | 0 | 0 | 0 | 0 | 0 | 0 | 0 | 0 | 0 | 0 | 0 | 0 | 0 | 0 | 0 | 0 | 0 | 0 | 0 | 0
Total Rate Base
|  |  | Opening Balance | 0 | 0 | 0 | 0 | 0 | 0 | 0 | 0 | 0 | 0 | 0 | 0 | 0 | 0 | 0 | 0 | 0 | 0 | 0 | 0 | 0 | 0 | 0 | 0 | 0 | 0 | 0 | 0 | 0 | 0 | 0 | 0 | 0 | 0 | 0 | 0 | 0 | 0 | 0 | 0 | 0
|  |  | Capital Addition | 0 | 0 | 0 | 0 | 0 | 0 | 0 | 0 | 0 | 0 | 0 | 0 | 0 | 0 | 0 | 0 | 0 | 0 | 0 | 0 | 0 | 0 | 0 | 0 | 0 | 0 | 0 | 0 | 0 | 0 | 0 | 0 | 0 | 0 | 0 | 0 | 0 | 0 | 0 | 0 | 0
|  |  | AFUDC | 0 | 0 | 0 | 0 | 0 | 0 | 0 | 0 | 0 | 0 | 0 | 0 | 0 | 0 | 0 | 0 | 0 | 0 | 0 | 0 | 0 | 0 | 0 | 0 | 0 | 0 | 0 | 0 | 0 | 0 | 0 | 0 | 0 | 0 | 0 | 0 | 0 | 0 | 0 | 0 | 0
|  |  | RATEBASE | 0 | 0 | 0 | 0 | 0 | 0 | 0 | 0 | 0 | 0 | 0 | 0 | 0 | 0 | 0 | 0 | 0 | 0 | 0 | 0 | 0 | 0 | 0 | 0 | 0 | 0 | 0 | 0 | 0 | 0 | 0 | 0 | 0 | 0 | 0 | 0 | 0 | 0 | 0 | 0 | 0 | 0
7 | Incremental Operation and Maintenance Costs:
|  |  | Annual Escalation Factor | 1 | 1.02 | 1.02 | 1.02 | 1.02 | 1.02 | 1.02 | 1.02 | 1.02 | 1.02 | 1.02 | 1.02 | 1.02 | 1.02 | 1.02 | 1.02 | 1.02 | 1.02 | 1.02 | 1.02 | 1.02 | 1.02 | 1.02 | 1.02 | 1.02 | 1.02 | 1.02 | 1.02 | 1.02 | 1.02 | 1.02 | 1.02 | 1.02 | 1.02 | 1.02 | 1.02 | 1.02 | 1.02 | 1.02 | 1.02 | 1.02
|  |  | Compounded Escalation Factor | 1 | 1.02 | 1.0404 | 1.0612 | 1.0824 | 1.1041 | 1.1262 | 1.1487 | 1.1717 | 1.1951 | 1.219 | 1.2434 | 1.2682 | 1.2936 | 1.3195 | 1.3459 | 1.3728 | 1.4002 | 1.4282 | 1.4568 | 1.4859 | 1.5157 | 1.546 | 1.5769 | 1.6084 | 1.6406 | 1.6734 | 1.7069 | 1.741 | 1.7758 | 1.8114 | 1.8476 | 1.8845 | 1.9222 | 1.9607 | 1.9999 | 2.0399 | 2.0807 | 2.1223 | 2.1647 | 2.208
|  |  | ISD Index | 1 | 0 | 0 | 0 | 0 | 0 | 0 | 0 | 0 | 0 | 0 | 0 | 0 | 0 | 0 | 0 | 0 | 0 | 0 | 0 | 0 | 0 | 0 | 0 | 0 | 0 | 0 | 0 | 0 | 0 | 0 | 0 | 0 | 0 | 0 | 0 | 0 | 0 | 0 | 0 | 0
| O&M Calculated based on Percentage of Rate Base (Nom$) |  |  | (yes or no) 2016 2: Yes; (yes or no) 2017 3: (yes or no)
If non-linear O&M is required, manually input the data into the Manual Input table.
O & M based on a percentage of capital cost at ISD, escalated thereafter.
|  |  |  | 2015 | 2016 | 2017 | 2018 | 2019 | 2020 | 2021 | 2022 | 2023 | 2024 | 2025 | 2026 | 2027 | 2028 | 2029 | 2030 | 2031 | 2032 | 2033 | 2034 | 2035 | 2036 | 2037 | 2038 | 2039 | 2040 | 2041 | 2042 | 2043 | 2044 | 2045 | 2046 | 2047 | 2048 | 2049 | 2050 | 2051 | 2052 | 2053 | 2054 | 2055
|  |  | O&M Rates | 1 | 2 | 3 | 4 | 5 | 6 | 7 | 8 | 9 | 10 | 11 | 12 | 13 | 14 | 15 | 16 | 17 | 18 | 19 | 20 | 21 | 22 | 23 | 24 | 25 | 26 | 27 | 28 | 29 | 30 | 31 | 32 | 33 | 34 | 35 | 36 | 37 | 38 | 39 | 40 | 41
| Transmission Rate = |  | 0% | 0 | 0 | 0 | 0 | 0 | 0 | 0 | 0 | 0 | 0 | 0 | 0 | 0 | 0 | 0 | 0 | 0 | 0 | 0 | 0 | 0 | 0 | 0 | 0 | 0 | 0 | 0 | 0 | 0 | 0 | 0 | 0 | 0 | 0 | 0 | 0 | 0 | 0 | 0 | 0 | 0
| Distribution Rate = |  | 0% | 0 | 0 | 0 | 0 | 0 | 0 | 0 | 0 | 0 | 0 | 0 | 0 | 0 | 0 | 0 | 0 | 0 | 0 | 0 | 0 | 0 | 0 | 0 | 0 | 0 | 0 | 0 | 0 | 0 | 0 | 0 | 0 | 0 | 0 | 0 | 0 | 0 | 0 | 0 | 0 | 0
| Distribution Communications Rate = |  | 0% | 0 | 0 | 0 | 0 | 0 | 0 | 0 | 0 | 0 | 0 | 0 | 0 | 0 | 0 | 0 | 0 | 0 | 0 | 0 | 0 | 0 | 0 | 0 | 0 | 0 | 0 | 0 | 0 | 0 | 0 | 0 | 0 | 0 | 0 | 0 | 0 | 0 | 0 | 0 | 0 | 0
| Transmission Communications Rate = |  | 0% | 0 | 0 | 0 | 0 | 0 | 0 | 0 | 0 | 0 | 0 | 0 | 0 | 0 | 0 | 0 | 0 | 0 | 0 | 0 | 0 | 0 | 0 | 0 | 0 | 0 | 0 | 0 | 0 | 0 | 0 | 0 | 0 | 0 | 0 | 0 | 0 | 0 | 0 | 0 | 0 | 0
| Distribution Other Rate = |  | 0% | 0 | 0 | 0 | 0 | 0 | 0 | 0 | 0 | 0 | 0 | 0 | 0 | 0 | 0 | 0 | 0 | 0 | 0 | 0 | 0 | 0 | 0 | 0 | 0 | 0 | 0 | 0 | 0 | 0 | 0 | 0 | 0 | 0 | 0 | 0 | 0 | 0 | 0 | 0 | 0 | 0
|  | Total |  | 0 | 0 | 0 | 0 | 0 | 0 | 0 | 0 | 0 | 0 | 0 | 0 | 0 | 0 | 0 | 0 | 0 | 0 | 0 | 0 | 0 | 0 | 0 | 0 | 0 | 0 | 0 | 0 | 0 | 0 | 0 | 0 | 0 | 0 | 0 | 0 | 0 | 0 | 0 | 0 | 0
O&M Manual Input (2015$)
|  |  |  | 1 | 2 | 3 | 4 | 5 | 6 | 7 | 8 | 9 | 10 | 11 | 12 | 13 | 14 | 15 | 16 | 17 | 18 | 19 | 20 | 21 | 22 | 23 | 24 | 25 | 26 | 27 | 28 | 29 | 30 | 31 | 32 | 33 | 34 | 35 | 36 | 37 | 38 | 39 | 40 | 41
|  | Transmission O&M |  | 0 | 0 | 0 | 0 | 0 | 0 | 0 | 0 | 0 | 0 | 0 | 0 | 0 | 0 | 0 | 0 | 0 | 0 | 0 | 0 | 0 | 0 | 0 | 0 | 0 | 0 | 0 | 0 | 0 | 0 | 0 | 0 | 0 | 0 | 0 | 0 | 0 | 0 | 0 | 0 | 0
|  | Distribution O&M |  | 0 | 0 | 0 | 0 | 0 | 0 | 0 | 0 | 0 | 0 | 0 | 0 | 0 | 0 | 0 | 0 | 0 | 0 | 0 | 0 | 0 | 0 | 0 | 0 | 0 | 0 | 0 | 0 | 0 | 0 | 0 | 0 | 0 | 0 | 0 | 0 | 0 | 0 | 0 | 0 | 0
|  | Distribution Communications O&M |  | 0 | 0 | 0 | 0 | 0 | 0 | 0 | 0 | 0 | 0 | 0 | 0 | 0 | 0 | 0 | 0 | 0 | 0 | 0 | 0 | 0 | 0 | 0 | 0 | 0 | 0 | 0 | 0 | 0 | 0 | 0 | 0 | 0 | 0 | 0 | 0 | 0 | 0 | 0 | 0 | 0
|  | Transmission Communications O&M |  | 0 | 0 | 0 | 0 | 0 | 0 | 0 | 0 | 0 | 0 | 0 | 0 | 0 | 0 | 0 | 0 | 0 | 0 | 0 | 0 | 0 | 0 | 0 | 0 | 0 | 0 | 0 | 0 | 0 | 0 | 0 | 0 | 0 | 0 | 0 | 0 | 0 | 0 | 0 | 0 | 0
|  | Distribution Other O&M |  | 0 | 0 | 0 | 0 | 0 | 0 | 0 | 0 | 0 | 0 | 0 | 0 | 0 | 0 | 0 | 0 | 0 | 0 | 0 | 0 | 0 | 0 | 0 | 0 | 0 | 0 | 0 | 0 | 0 | 0 | 0 | 0 | 0 | 0 | 0 | 0 | 0 | 0 | 0 | 0 | 0
|  |  |  | 0 | 0 | 0 | 0 | 0 | 0 | 0 | 0 | 0 | 0 | 0 | 0 | 0 | 0 | 0 | 0 | 0 | 0 | 0 | 0 | 0 | 0 | 0 | 0 | 0 | 0 | 0 | 0 | 0 | 0 | 0 | 0 | 0 | 0 | 0 | 0 | 0 | 0 | 0 | 0 | 0
Escalated Manually Input O&M (Nom$)
|  |  |  | 1 | 2 | 3 | 4 | 5 | 6 | 7 | 8 | 9 | 10 | 11 | 12 | 13 | 14 | 15 | 16 | 17 | 18 | 19 | 20 | 21 | 22 | 23 | 24 | 25 | 26 | 27 | 28 | 29 | 30 | 31 | 32 | 33 | 34 | 35 | 36 | 37 | 38 | 39 | 40 | 41
|  | Transmission O&M |  | 0 | 0 | 0 | 0 | 0 | 0 | 0 | 0 | 0 | 0 | 0 | 0 | 0 | 0 | 0 | 0 | 0 | 0 | 0 | 0 | 0 | 0 | 0 | 0 | 0 | 0 | 0 | 0 | 0 | 0 | 0 | 0 | 0 | 0 | 0 | 0 | 0 | 0 | 0 | 0 | 0
|  | Distribution O&M |  | 0 | 0 | 0 | 0 | 0 | 0 | 0 | 0 | 0 | 0 | 0 | 0 | 0 | 0 | 0 | 0 | 0 | 0 | 0 | 0 | 0 | 0 | 0 | 0 | 0 | 0 | 0 | 0 | 0 | 0 | 0 | 0 | 0 | 0 | 0 | 0 | 0 | 0 | 0 | 0 | 0
|  | Distribution Communications O&M |  | 0 | 0 | 0 | 0 | 0 | 0 | 0 | 0 | 0 | 0 | 0 | 0 | 0 | 0 | 0 | 0 | 0 | 0 | 0 | 0 | 0 | 0 | 0 | 0 | 0 | 0 | 0 | 0 | 0 | 0 | 0 | 0 | 0 | 0 | 0 | 0 | 0 | 0 | 0 | 0 | 0
|  | Transmission Communications O&M |  | 0 | 0 | 0 | 0 | 0 | 0 | 0 | 0 | 0 | 0 | 0 | 0 | 0 | 0 | 0 | 0 | 0 | 0 | 0 | 0 | 0 | 0 | 0 | 0 | 0 | 0 | 0 | 0 | 0 | 0 | 0 | 0 | 0 | 0 | 0 | 0 | 0 | 0 | 0 | 0 | 0
|  | Distribution Other O&M |  | 0 | 0 | 0 | 0 | 0 | 0 | 0 | 0 | 0 | 0 | 0 | 0 | 0 | 0 | 0 | 0 | 0 | 0 | 0 | 0 | 0 | 0 | 0 | 0 | 0 | 0 | 0 | 0 | 0 | 0 | 0 | 0 | 0 | 0 | 0 | 0 | 0 | 0 | 0 | 0 | 0
|  |  |  | 0 | 0 | 0 | 0 | 0 | 0 | 0 | 0 | 0 | 0 | 0 | 0 | 0 | 0 | 0 | 0 | 0 | 0 | 0 | 0 | 0 | 0 | 0 | 0 | 0 | 0 | 0 | 0 | 0 | 0 | 0 | 0 | 0 | 0 | 0 | 0 | 0 | 0 | 0 | 0 | 0
Source:
8 | Incremental Annual Operation and Maintenance Savings:
Manually input the continuous O&M savings. The savings will appear at the ISD and will automatically extrapolate thereafter.
If there are non-continuous savings, manually input the amounts in the corresponding years as negative numbers in the above Section #7.
[5 empty] | Savings in |  |  | Escalated
[5 empty] | 2015 Dollars | (Enter negative numbers) |  | Savings in ISD Year (2015)
|  |  | Transmission | 2: 0; 5: 0
|  |  | Distribution | 2: 0; 5: 0
|  |  | Distribution Communications | 2: 0; 5: 0
|  |  | Transmission Communications | 2: 0; 5: 0
|  |  | Distribution Other | 2: 0; 5: 0
[5 empty] | 0 |  |  | 0
|  |  | Source: | 2: Savings will be escalated after year 1
9 | Load and Assumptions:
If additional load is required in subsequent years, manually input the data in corresponding years. This is for information only.
[6 empty] | Distribution | Transmission
| Current Peak Load: |  | 0 | 1: Load Factor:; 3: 80%; 4: 83%
| Load Growth Forecast: |  | 0% | 1: Loss Factor:; 3: 65.27%; 4: 70.03%
|  |  |  | Growth Loss Factor: |  | 0% | 0%
Source: Bruce Ramsay, Load Research
|  |  |  | 1 | 2 | 3 | 4 | 5 | 6 | 7 | 8 | 9 | 10 | 11 | 12 | 13 | 14 | 15 | 16 | 17 | 18 | 19 | 20 | 21 | 22 | 23 | 24 | 25 | 26 | 27 | 28 | 29 | 30 | 31 | 32 | 33 | 34 | 35 | 36 | 37 | 38 | 39 | 40 | 41
|  |  |  | 2015 | 2016 | 2017 | 2018 | 2019 | 2020 | 2021 | 2022 | 2023 | 2024 | 2025 | 2026 | 2027 | 2028 | 2029 | 2030 | 2031 | 2032 | 2033 | 2034 | 2035 | 2036 | 2037 | 2038 | 2039 | 2040 | 2041 | 2042 | 2043 | 2044 | 2045 | 2046 | 2047 | 2048 | 2049 | 2050 | 2051 | 2052 | 2053 | 2054 | 2055
|  |  | Peak Load: | 0 | 0 | 0 | 0 | 0 | 0 | 0 | 0 | 0 | 0 | 0 | 0 | 0 | 0 | 0 | 0 | 0 | 0 | 0 | 0 | 0 | 0 | 0 | 0 | 0 | 0 | 0 | 0 | 0 | 0 | 0 | 0 | 0 | 0 | 0 | 0 | 0 | 0 | 0 | 0 | 0
|  |  | Manual Load Input: | 0 | 0 | 0 | 0 | 0 | 0 | 0 | 0 | 0 | 0 | 0 | 0 | 0 | 0 | 0 | 0 | 0 | 0 | 0 | 0 | 0 | 0 | 0 | 0 | 0 | 0 | 0 | 0 | 0 | 0 | 0 | 0 | 0 | 0 | 0 | 0 | 0 | 0 | 0 | 0 | 0
|  |  | TOTAL Load: | 0 | 0 | 0 | 0 | 0 | 0 | 0 | 0 | 0 | 0 | 0 | 0 | 0 | 0 | 0 | 0 | 0 | 0 | 0 | 0 | 0 | 0 | 0 | 0 | 0 | 0 | 0 | 0 | 0 | 0 | 0 | 0 | 0 | 0 | 0 | 0 | 0 | 0 | 0 | 0 | 0
Source:
10 | Distribution Peak Line Losses:
(yes or no)
|  | Distribution Losses @ ISD: | 0 | Source: Bruce Ramsay, Load Research 1 2015: Future losses based on Growth Loss Factor; Source: Bruce Ramsay, Load Research 4 2018: Yes; Source: Bruce Ramsay, Load Research 5 2019: (if no, manually input the Losses in the corresponding year)
|  |  |  | 1 | 2 | 3 | 4 | 5 | 6 | 7 | 8 | 9 | 10 | 11 | 12 | 13 | 14 | 15 | 16 | 17 | 18 | 19 | 20 | 21 | 22 | 23 | 24 | 25 | 26 | 27 | 28 | 29 | 30 | 31 | 32 | 33 | 34 | 35 | 36 | 37 | 38 | 39 | 40 | 41
|  |  |  | 2015 | 2016 | 2017 | 2018 | 2019 | 2020 | 2021 | 2022 | 2023 | 2024 | 2025 | 2026 | 2027 | 2028 | 2029 | 2030 | 2031 | 2032 | 2033 | 2034 | 2035 | 2036 | 2037 | 2038 | 2039 | 2040 | 2041 | 2042 | 2043 | 2044 | 2045 | 2046 | 2047 | 2048 | 2049 | 2050 | 2051 | 2052 | 2053 | 2054 | 2055
|  |  | Distribution Peak Losses: | 0 | 0 | 0 | 0 | 0 | 0 | 0 | 0 | 0 | 0 | 0 | 0 | 0 | 0 | 0 | 0 | 0 | 0 | 0 | 0 | 0 | 0 | 0 | 0 | 0 | 0 | 0 | 0 | 0 | 0 | 0 | 0 | 0 | 0 | 0 | 0 | 0 | 0 | 0 | 0 | 0
|  |  | Manual Loss Input: | 0 | 0 | 0 | 0 | 0 | 0 | 0 | 0 | 0 | 0 | 0 | 0 | 0 | 0 | 0 | 0 | 0 | 0 | 0 | 0 | 0 | 0 | 0 | 0 | 0 | 0 | 0 | 0 | 0 | 0 | 0 | 0 | 0 | 0 | 0 | 0 | 0 | 0 | 0 | 0 | 0
|  |  | TOTAL: | 0 | 0 | 0 | 0 | 0 | 0 | 0 | 0 | 0 | 0 | 0 | 0 | 0 | 0 | 0 | 0 | 0 | 0 | 0 | 0 | 0 | 0 | 0 | 0 | 0 | 0 | 0 | 0 | 0 | 0 | 0 | 0 | 0 | 0 | 0 | 0 | 0 | 0 | 0 | 0 | 0
Source:
11 | Transmission Peak Line Losses:
(yes or no)
|  | Transmission Losses @ ISD: | 0 | Future losses based on Growth Loss Factor 1 2015: Future losses based on Growth Loss Factor; Yes 4 2018: Yes; (if no, manually input the Losses in the corresponding year) 5 2019: (if no, manually input the Losses in the corresponding year)
|  |  |  | 1 | 2 | 3 | 4 | 5 | 6 | 7 | 8 | 9 | 10 | 11 | 12 | 13 | 14 | 15 | 16 | 17 | 18 | 19 | 20 | 21 | 22 | 23 | 24 | 25 | 26 | 27 | 28 | 29 | 30 | 31 | 32 | 33 | 34 | 35 | 36 | 37 | 38 | 39 | 40 | 41
|  |  |  | 2015 | 2016 | 2017 | 2018 | 2019 | 2020 | 2021 | 2022 | 2023 | 2024 | 2025 | 2026 | 2027 | 2028 | 2029 | 2030 | 2031 | 2032 | 2033 | 2034 | 2035 | 2036 | 2037 | 2038 | 2039 | 2040 | 2041 | 2042 | 2043 | 2044 | 2045 | 2046 | 2047 | 2048 | 2049 | 2050 | 2051 | 2052 | 2053 | 2054 | 2055
|  |  | Transmission Peak Losses: | 0 | 0 | 0 | 0 | 0 | 0 | 0 | 0 | 0 | 0 | 0 | 0 | 0 | 0 | 0 | 0 | 0 | 0 | 0 | 0 | 0 | 0 | 0 | 0 | 0 | 0 | 0 | 0 | 0 | 0 | 0 | 0 | 0 | 0 | 0 | 0 | 0 | 0 | 0 | 0 | 0
|  |  | Manual Input: | 0 | 0 | 0 | 0 | 0 | 0 | 0 | 0 | 0 | 0 | 0 | 0 | 0 | 0 | 0 | 0 | 0 | 0 | 0 | 0 | 0 | 0 | 0 | 0 | 0 | 0 | 0 | 0 | 0 | 0 | 0 | 0 | 0 | 0 | 0 | 0 | 0 | 0 | 0 | 0 | 0
|  |  | TOTAL: | 0 | 0 | 0 | 0 | 0 | 0 | 0 | 0 | 0 | 0 | 0 | 0 | 0 | 0 | 0 | 0 | 0 | 0 | 0 | 0 | 0 | 0 | 0 | 0 | 0 | 0 | 0 | 0 | 0 | 0 | 0 | 0 | 0 | 0 | 0 | 0 | 0 | 0 | 0 | 0 | 0
Source:
12 | Cost of Energy: |  | 2015 | Future losses based on Growth Loss Factor 1 2015: 2016; Future losses based on Growth Loss Factor 2 2016: 2017; Future losses based on Growth Loss Factor 3 2017: 2018; Yes 4 2018: 2019; (if no, manually input the Losses in the corresponding year) 5 2019: Escalation therafter
| Power Pool Energy Price ($/MWh) |  | 70.875 | Future losses based on Growth Loss Factor 1 2015: 51.5; Future losses based on Growth Loss Factor 2 2016: 47.5; Future losses based on Growth Loss Factor 3 2017: 51; Yes 4 2018: 54.5; (if no, manually input the Losses in the corresponding year) 5 2019: 2%
| Source: | Chase Energy Report dated May 2, 2013
13 | Distribution Line Loss Calculation:
(Peak Losses x (LF)^1.912 x 8,760 x Price)
|  |  |  | 2015 | 2016 | 2017 | 2018 | 2019 | 2020 | 2021 | 2022 | 2023 | 2024 | 2025 | 2026 | 2027 | 2028 | 2029 | 2030 | 2031 | 2032 | 2033 | 2034 | 2035 | 2036 | 2037 | 2038 | 2039 | 2040 | 2041 | 2042 | 2043 | 2044 | 2045 | 2046 | 2047 | 2048 | 2049 | 2050 | 2051 | 2052 | 2053 | 2054 | 2055
|  |  |  | 1 | 2 | 3 | 4 | 5 | 6 | 7 | 8 | 9 | 10 | 11 | 12 | 13 | 14 | 15 | 16 | 17 | 18 | 19 | 20 | 21 | 22 | 23 | 24 | 25 | 26 | 27 | 28 | 29 | 30 | 31 | 32 | 33 | 34 | 35 | 36 | 37 | 38 | 39 | 40 | 41
|  | Line Losses (kW.h) |  | 0 | 0 | 0 | 0 | 0 | 0 | 0 | 0 | 0 | 0 | 0 | 0 | 0 | 0 | 0 | 0 | 0 | 0 | 0 | 0 | 0 | 0 | 0 | 0 | 0 | 0 | 0 | 0 | 0 | 0 | 0 | 0 | 0 | 0 | 0 | 0 | 0 | 0 | 0 | 0 | 0
|  | Cost of Energy (Nom$/kWh) |  | 0.070875 | 0.0515 | 0.0475 | 0.051 | 0.0545 | 0.05559 | 0.056702 | 0.057836 | 0.058993 | 0.060172 | 0.061376 | 0.062603 | 0.063855 | 0.065133 | 0.066435 | 0.067764 | 0.069119 | 0.070502 | 0.071912 | 0.07335 | 0.074817 | 0.076313 | 0.077839 | 0.079396 | 0.080984 | 0.082604 | 0.084256 | 0.085941 | 0.08766 | 0.089413 | 0.091201 | 0.093025 | 0.094886 | 0.096784 | 0.098719 | 0.10069 | 0.10271 | 0.10476 | 0.10686 | 0.10899 | 0.11117
|  | Line Loss Value (Nom$) |  | 0 | 0 | 0 | 0 | 0 | 0 | 0 | 0 | 0 | 0 | 0 | 0 | 0 | 0 | 0 | 0 | 0 | 0 | 0 | 0 | 0 | 0 | 0 | 0 | 0 | 0 | 0 | 0 | 0 | 0 | 0 | 0 | 0 | 0 | 0 | 0 | 0 | 0 | 0 | 0 | 0
14 | Transmission Line Loss Calculation:
(Peak Losses x (LF)^1.912 x 8,760 x Price)
|  |  |  | 2015 | 2016 | 2017 | 2018 | 2019 | 2020 | 2021 | 2022 | 2023 | 2024 | 2025 | 2026 | 2027 | 2028 | 2029 | 2030 | 2031 | 2032 | 2033 | 2034 | 2035 | 2036 | 2037 | 2038 | 2039 | 2040 | 2041 | 2042 | 2043 | 2044 | 2045 | 2046 | 2047 | 2048 | 2049 | 2050 | 2051 | 2052 | 2053 | 2054 | 2055
|  |  |  | 1 | 2 | 3 | 4 | 5 | 6 | 7 | 8 | 9 | 10 | 11 | 12 | 13 | 14 | 15 | 16 | 17 | 18 | 19 | 20 | 21 | 22 | 23 | 24 | 25 | 26 | 27 | 28 | 29 | 30 | 31 | 32 | 33 | 34 | 35 | 36 | 37 | 38 | 39 | 40 | 41
|  | Line Losses (kW.h) |  | 0 | 0 | 0 | 0 | 0 | 0 | 0 | 0 | 0 | 0 | 0 | 0 | 0 | 0 | 0 | 0 | 0 | 0 | 0 | 0 | 0 | 0 | 0 | 0 | 0 | 0 | 0 | 0 | 0 | 0 | 0 | 0 | 0 | 0 | 0 | 0 | 0 | 0 | 0 | 0 | 0
|  | Cost of Energy (Nom$/kWh) |  | 0.070875 | 0.0515 | 0.0475 | 0.051 | 0.0545 | 0.05559 | 0.056702 | 0.057836 | 0.058993 | 0.060172 | 0.061376 | 0.062603 | 0.063855 | 0.065133 | 0.066435 | 0.067764 | 0.069119 | 0.070502 | 0.071912 | 0.07335 | 0.074817 | 0.076313 | 0.077839 | 0.079396 | 0.080984 | 0.082604 | 0.084256 | 0.085941 | 0.08766 | 0.089413 | 0.091201 | 0.093025 | 0.094886 | 0.096784 | 0.098719 | 0.10069 | 0.10271 | 0.10476 | 0.10686 | 0.10899 | 0.11117
|  | Line Loss Value (Nom$) |  | 0 | 0 | 0 | 0 | 0 | 0 | 0 | 0 | 0 | 0 | 0 | 0 | 0 | 0 | 0 | 0 | 0 | 0 | 0 | 0 | 0 | 0 | 0 | 0 | 0 | 0 | 0 | 0 | 0 | 0 | 0 | 0 | 0 | 0 | 0 | 0 | 0 | 0 | 0 | 0 | 0
15 | Insurance and Property Tax: |  |  | 2016 2: Include Ins. & Prop. Tax:; 2017 3: Yes; 2018 4: (yes or no)
Insurance and property tax is a percentage of property in service on an annual basis.
|  |  |  | Property Tax | Insurance
| Transmission |  |  | 2015 1: 0.914%; 2016 2: 0.127%
| Distribution |  |  | 2015 1: 0.235%; 2016 2: 0.082%
| Communication |  |  | 2015 1: 0.966%; 2016 2: 0.116%
| Distribution Other |  |  | 2015 1: 0.076%; 2016 2: 0.078%
|  |  |  | 2015 | 2016 | 2017 | 2018 | 2019 | 2020 | 2021 | 2022 | 2023 | 2024 | 2025 | 2026 | 2027 | 2028 | 2029 | 2030 | 2031 | 2032 | 2033 | 2034 | 2035 | 2036 | 2037 | 2038 | 2039 | 2040 | 2041 | 2042 | 2043 | 2044 | 2045 | 2046 | 2047 | 2048 | 2049 | 2050 | 2051 | 2052 | 2053 | 2054 | 2055
|  | Year: |  | 1 | 2 | 3 | 4 | 5 | 6 | 7 | 8 | 9 | 10 | 11 | 12 | 13 | 14 | 15 | 16 | 17 | 18 | 19 | 20 | 21 | 22 | 23 | 24 | 25 | 26 | 27 | 28 | 29 | 30 | 31 | 32 | 33 | 34 | 35 | 36 | 37 | 38 | 39 | 40 | 41
|  | Transmission |  | 0 | 0 | 0 | 0 | 0 | 0 | 0 | 0 | 0 | 0 | 0 | 0 | 0 | 0 | 0 | 0 | 0 | 0 | 0 | 0 | 0 | 0 | 0 | 0 | 0 | 0 | 0 | 0 | 0 | 0 | 0 | 0 | 0 | 0 | 0 | 0 | 0 | 0 | 0 | 0 | 0
|  | Distribution |  | 0 | 0 | 0 | 0 | 0 | 0 | 0 | 0 | 0 | 0 | 0 | 0 | 0 | 0 | 0 | 0 | 0 | 0 | 0 | 0 | 0 | 0 | 0 | 0 | 0 | 0 | 0 | 0 | 0 | 0 | 0 | 0 | 0 | 0 | 0 | 0 | 0 | 0 | 0 | 0 | 0
|  | Distribution Communications |  | 0 | 0 | 0 | 0 | 0 | 0 | 0 | 0 | 0 | 0 | 0 | 0 | 0 | 0 | 0 | 0 | 0 | 0 | 0 | 0 | 0 | 0 | 0 | 0 | 0 | 0 | 0 | 0 | 0 | 0 | 0 | 0 | 0 | 0 | 0 | 0 | 0 | 0 | 0 | 0 | 0
|  | Transmission Communications |  | 0 | 0 | 0 | 0 | 0 | 0 | 0 | 0 | 0 | 0 | 0 | 0 | 0 | 0 | 0 | 0 | 0 | 0 | 0 | 0 | 0 | 0 | 0 | 0 | 0 | 0 | 0 | 0 | 0 | 0 | 0 | 0 | 0 | 0 | 0 | 0 | 0 | 0 | 0 | 0 | 0
|  | Distribution Other |  | 0 | 0 | 0 | 0 | 0 | 0 | 0 | 0 | 0 | 0 | 0 | 0 | 0 | 0 | 0 | 0 | 0 | 0 | 0 | 0 | 0 | 0 | 0 | 0 | 0 | 0 | 0 | 0 | 0 | 0 | 0 | 0 | 0 | 0 | 0 | 0 | 0 | 0 | 0 | 0 | 0
|  | Total |  | 0 | 0 | 0 | 0 | 0 | 0 | 0 | 0 | 0 | 0 | 0 | 0 | 0 | 0 | 0 | 0 | 0 | 0 | 0 | 0 | 0 | 0 | 0 | 0 | 0 | 0 | 0 | 0 | 0 | 0 | 0 | 0 | 0 | 0 | 0 | 0 | 0 | 0 | 0 | 0 | 0
Source: D. Freedman, Regulation & Business Plans
16 | Salvage and Early Retirement:
In the event some equipment must be retired early, the NBV will be treated as an increase to accumulated depreciation, hence an increase to project costs.
Salvage costs are included in the depreciation expense.
Re-deployed assets have no effect in this analysis. (Manual input)
|  |  |  | 2015 | 2016 | 2017 | 2018 | 2019 | 2020 | 2021 | 2022 | 2023 | 2024 | 2025 | 2026 | 2027 | 2028 | 2029 | 2030 | 2031 | 2032 | 2033 | 2034 | 2035 | 2036 | 2037 | 2038 | 2039 | 2040 | 2041 | 2042 | 2043 | 2044 | 2045 | 2046 | 2047 | 2048 | 2049 | 2050 | 2051 | 2052 | 2053 | 2054 | 2055
|  | Year: |  | 1 | 2 | 3 | 4 | 5 | 6 | 7 | 8 | 9 | 10 | 11 | 12 | 13 | 14 | 15 | 16 | 17 | 18 | 19 | 20 | 21 | 22 | 23 | 24 | 25 | 26 | 27 | 28 | 29 | 30 | 31 | 32 | 33 | 34 | 35 | 36 | 37 | 38 | 39 | 40 | 41
|  | Transmission NBV |  | 0 | 0 | 0 | 0 | 0 | 0 | 0 | 0 | 0 | 0 | 0 | 0 | 0 | 0 | 0 | 0 | 0 | 0 | 0 | 0 | 0 | 0 | 0 | 0 | 0 | 0 | 0 | 0 | 0 | 0 | 0 | 0 | 0 | 0 | 0 | 0 | 0 | 0 | 0 | 0 | 0
|  | Distribution NBV |  | 0 | 0 | 0 | 0 | 0 | 0 | 0 | 0 | 0 | 0 | 0 | 0 | 0 | 0 | 0 | 0 | 0 | 0 | 0 | 0 | 0 | 0 | 0 | 0 | 0 | 0 | 0 | 0 | 0 | 0 | 0 | 0 | 0 | 0 | 0 | 0 | 0 | 0 | 0 | 0 | 0
|  | Distribution Communications NBV |  | 0 | 0 | 0 | 0 | 0 | 0 | 0 | 0 | 0 | 0 | 0 | 0 | 0 | 0 | 0 | 0 | 0 | 0 | 0 | 0 | 0 | 0 | 0 | 0 | 0 | 0 | 0 | 0 | 0 | 0 | 0 | 0 | 0 | 0 | 0 | 0 | 0 | 0 | 0 | 0 | 0
|  | Transmission Communications NBV |  | 0 | 0 | 0 | 0 | 0 | 0 | 0 | 0 | 0 | 0 | 0 | 0 | 0 | 0 | 0 | 0 | 0 | 0 | 0 | 0 | 0 | 0 | 0 | 0 | 0 | 0 | 0 | 0 | 0 | 0 | 0 | 0 | 0 | 0 | 0 | 0 | 0 | 0 | 0 | 0 | 0
|  | Distribution Other NBV |  | 0 | 0 | 0 | 0 | 0 | 0 | 0 | 0 | 0 | 0 | 0 | 0 | 0 | 0 | 0 | 0 | 0 | 0 | 0 | 0 | 0 | 0 | 0 | 0 | 0 | 0 | 0 | 0 | 0 | 0 | 0 | 0 | 0 | 0 | 0 | 0 | 0 | 0 | 0 | 0 | 0
|  | Total |  | 0 | 0 | 0 | 0 | 0 | 0 | 0 | 0 | 0 | 0 | 0 | 0 | 0 | 0 | 0 | 0 | 0 | 0 | 0 | 0 | 0 | 0 | 0 | 0 | 0 | 0 | 0 | 0 | 0 | 0 | 0 | 0 | 0 | 0 | 0 | 0 | 0 | 0 | 0 | 0 | 0
Source:

## DIST3 (hidden)
Alternative 2 Name
Alternative 2 Description
Distribution Cost Impact
Base Year Is: | 2015
# Years of Revenue: | 11
Years of Costs: | r | <== "R" for same as Revenues, "L" for asset Life
Prepared By:
REVENUE CALCULATION: | c | <== "S" for Standard $/kw, "C" for Calculated amount.
| 2015 | 2016 | 2017 | 2018 | 2019 | 2020 | 2021 | 2022 | 2023 | 2024 | 2025 | 2026 | 2027 | 2028 | 2029 | 2030 | 2031 | 2032 | 2033 | 2034 | 2035 | 2036 | 2037 | 2038 | 2039 | 2040 | 2041 | 2042 | 2043 | 2044 | 2045 | 2046 | 2047 | 2048 | 2049 | 2050 | 2051 | 2052 | 2053 | 2054 | 2055
Descriptions (8) Below: | 1 | 2 | 3 | 4 | 5 | 6 | 7 | 8 | 9 | 10 | 11 | 12 | 13 | 14 | 15 | 16 | 17 | 18 | 19 | 20 | 21 | 22 | 23 | 24 | 25 | 26 | 27 | 28 | 29 | 30 | 31 | 32 | 33 | 34 | 35 | 36 | 37 | 38 | 39 | 40 | 41
These field are not required
Total Revenue: | 0 | 0 | 0 | 0 | 0 | 0 | 0 | 0 | 0 | 0 | 0 | 0 | 0 | 0 | 0 | 0 | 0 | 0 | 0 | 0 | 0 | 0 | 0 | 0 | 0 | 0 | 0 | 0 | 0 | 0 | 0 | 0 | 0 | 0 | 0 | 0 | 0 | 0 | 0 | 0 | 0
CAPITAL EXPENDITURES (mid-year): | 2015 | 2016 | 2017 | 2018 | 2019 | 2020 | 2021 | 2022 | 2023 | 2024 | 2025 | 2026 | 2027 | 2028 | 2029 | 2030 | 2031 | 2032 | 2033 | 2034 | 2035 | 2036 | 2037 | 2038 | 2039 | 2040 | 2041 | 2042 | 2043 | 2044 | 2045 | 2046 | 2047 | 2048 | 2049 | 2050 | 2051 | 2052 | 2053 | 2054 | 2055
Descriptions (8) Below: | 1 | 2 | 3 | 4 | 5 | 6 | 7 | 8 | 9 | 10 | 11 | 12 | 13 | 14 | 15 | 16 | 17 | 18 | 19 | 20 | 21 | 22 | 23 | 24 | 25 | 26 | 27 | 28 | 29 | 30 | 31 | 32 | 33 | 34 | 35 | 36 | 37 | 38 | 39 | 40 | 41
1) | 0 | 0 | 0 | 0 | 0 | 0 | 0 | 0 | 0 | 0 | 0 | 0 | 0 | 0 | 0 | 0 | 0 | 0 | 0 | 0 | 0 | 0 | 0 | 0 | 0 | 0 | 0 | 0 | 0 | 0 | 0 | 0 | 0 | 0 | 0 | 0 | 0 | 0 | 0 | 0 | 0
2) | 0 | 0 | 0 | 0 | 0 | 0 | 0 | 0 | 0 | 0 | 0 | 0 | 0 | 0 | 0 | 0 | 0 | 0 | 0 | 0 | 0 | 0 | 0 | 0 | 0 | 0 | 0 | 0 | 0 | 0 | 0 | 0 | 0 | 0 | 0 | 0 | 0 | 0 | 0 | 0 | 0
3) Distribution | 0 | 0 | 0 | 0 | 0 | 0 | 0 | 0 | 0 | 0 | 0 | 0 | 0 | 0 | 0 | 0 | 0 | 0 | 0 | 0 | 0 | 0 | 0 | 0 | 0 | 0 | 0 | 0 | 0 | 0 | 0 | 0 | 0 | 0 | 0 | 0 | 0 | 0 | 0 | 0 | 0
4) | 0 | 0 | 0 | 0 | 0 | 0 | 0 | 0 | 0 | 0 | 0 | 0 | 0 | 0 | 0 | 0 | 0 | 0 | 0 | 0 | 0 | 0 | 0 | 0 | 0 | 0 | 0 | 0 | 0 | 0 | 0 | 0 | 0 | 0 | 0 | 0 | 0 | 0 | 0 | 0 | 0
5) Distribution Communication | 0 | 0 | 0 | 0 | 0 | 0 | 0 | 0 | 0 | 0 | 0 | 0 | 0 | 0 | 0 | 0 | 0 | 0 | 0 | 0 | 0 | 0 | 0 | 0 | 0 | 0 | 0 | 0 | 0 | 0 | 0 | 0 | 0 | 0 | 0 | 0 | 0 | 0 | 0 | 0 | 0
6) | 0 | 0 | 0 | 0 | 0 | 0 | 0 | 0 | 0 | 0 | 0 | 0 | 0 | 0 | 0 | 0 | 0 | 0 | 0 | 0 | 0 | 0 | 0 | 0 | 0 | 0 | 0 | 0 | 0 | 0 | 0 | 0 | 0 | 0 | 0 | 0 | 0 | 0 | 0 | 0 | 0
7) Distribution Other | 0 | 0 | 0 | 0 | 0 | 0 | 0 | 0 | 0 | 0 | 0 | 0 | 0 | 0 | 0 | 0 | 0 | 0 | 0 | 0 | 0 | 0 | 0 | 0 | 0 | 0 | 0 | 0 | 0 | 0 | 0 | 0 | 0 | 0 | 0 | 0 | 0 | 0 | 0 | 0 | 0
8) | 0 | 0 | 0 | 0 | 0 | 0 | 0 | 0 | 0 | 0 | 0 | 0 | 0 | 0 | 0 | 0 | 0 | 0 | 0 | 0 | 0 | 0 | 0 | 0 | 0 | 0 | 0 | 0 | 0 | 0 | 0 | 0 | 0 | 0 | 0 | 0 | 0 | 0 | 0 | 0 | 0
Total | 0 | 0 | 0 | 0 | 0 | 0 | 0 | 0 | 0 | 0 | 0 | 0 | 0 | 0 | 0 | 0 | 0 | 0 | 0 | 0 | 0 | 0 | 0 | 0 | 0 | 0 | 0 | 0 | 0 | 0 | 0 | 0 | 0 | 0 | 0 | 0 | 0 | 0 | 0 | 0 | 0
O&M EXPENDITURES: | 2015 | 2016 | 2017 | 2018 | 2019 | 2020 | 2021 | 2022 | 2023 | 2024 | 2025 | 2026 | 2027 | 2028 | 2029 | 2030 | 2031 | 2032 | 2033 | 2034 | 2035 | 2036 | 2037 | 2038 | 2039 | 2040 | 2041 | 2042 | 2043 | 2044 | 2045 | 2046 | 2047 | 2048 | 2049 | 2050 | 2051 | 2052 | 2053 | 2054 | 2055
Descriptions (8) Below: | 1 | 2 | 3 | 4 | 5 | 6 | 7 | 8 | 9 | 10 | 11 | 12 | 13 | 14 | 15 | 16 | 17 | 18 | 19 | 20 | 21 | 22 | 23 | 24 | 25 | 26 | 27 | 28 | 29 | 30 | 31 | 32 | 33 | 34 | 35 | 36 | 37 | 38 | 39 | 40 | 41
1) Incremental O&M Costs | 0 | 0 | 0 | 0 | 0 | 0 | 0 | 0 | 0 | 0 | 0 | 0 | 0 | 0 | 0 | 0 | 0 | 0 | 0 | 0 | 0 | 0 | 0 | 0 | 0 | 0 | 0 | 0 | 0 | 0 | 0 | 0 | 0 | 0 | 0 | 0 | 0 | 0 | 0 | 0 | 0
2) Incremental O&M Savings | 0 | 0 | 0 | 0 | 0 | 0 | 0 | 0 | 0 | 0 | 0 | 0 | 0 | 0 | 0 | 0 | 0 | 0 | 0 | 0 | 0 | 0 | 0 | 0 | 0 | 0 | 0 | 0 | 0 | 0 | 0 | 0 | 0 | 0 | 0 | 0 | 0 | 0 | 0 | 0 | 0
3) Energy Losses | 0 | 0 | 0 | 0 | 0 | 0 | 0 | 0 | 0 | 0 | 0 | 0 | 0 | 0 | 0 | 0 | 0 | 0 | 0 | 0 | 0 | 0 | 0 | 0 | 0 | 0 | 0 | 0 | 0 | 0 | 0 | 0 | 0 | 0 | 0 | 0 | 0 | 0 | 0 | 0 | 0
4) Insurance & Property Tax | 0 | 0 | 0 | 0 | 0 | 0 | 0 | 0 | 0 | 0 | 0 | 0 | 0 | 0 | 0 | 0 | 0 | 0 | 0 | 0 | 0 | 0 | 0 | 0 | 0 | 0 | 0 | 0 | 0 | 0 | 0 | 0 | 0 | 0 | 0 | 0 | 0 | 0 | 0 | 0 | 0
5) Early Retirement | 0 | 0 | 0 | 0 | 0 | 0 | 0 | 0 | 0 | 0 | 0 | 0 | 0 | 0 | 0 | 0 | 0 | 0 | 0 | 0 | 0 | 0 | 0 | 0 | 0 | 0 | 0 | 0 | 0 | 0 | 0 | 0 | 0 | 0 | 0 | 0 | 0 | 0 | 0 | 0 | 0
6) | 0 | 0 | 0 | 0 | 0 | 0 | 0 | 0 | 0 | 0 | 0 | 0 | 0 | 0 | 0 | 0 | 0 | 0 | 0 | 0 | 0 | 0 | 0 | 0 | 0 | 0 | 0 | 0 | 0 | 0 | 0 | 0 | 0 | 0 | 0 | 0 | 0 | 0 | 0 | 0 | 0
7) | 0 | 0 | 0 | 0 | 0 | 0 | 0 | 0 | 0 | 0 | 0 | 0 | 0 | 0 | 0 | 0 | 0 | 0 | 0 | 0 | 0 | 0 | 0 | 0 | 0 | 0 | 0 | 0 | 0 | 0 | 0 | 0 | 0 | 0 | 0 | 0 | 0 | 0 | 0 | 0 | 0
8) | 0 | 0 | 0 | 0 | 0 | 0 | 0 | 0 | 0 | 0 | 0 | 0 | 0 | 0 | 0 | 0 | 0 | 0 | 0 | 0 | 0 | 0 | 0 | 0 | 0 | 0 | 0 | 0 | 0 | 0 | 0 | 0 | 0 | 0 | 0 | 0 | 0 | 0 | 0 | 0 | 0
Total | 0 | 0 | 0 | 0 | 0 | 0 | 0 | 0 | 0 | 0 | 0 | 0 | 0 | 0 | 0 | 0 | 0 | 0 | 0 | 0 | 0 | 0 | 0 | 0 | 0 | 0 | 0 | 0 | 0 | 0 | 0 | 0 | 0 | 0 | 0 | 0 | 0 | 0 | 0 | 0 | 0
DEPRECIATION RATES: |  |  | FINANCIAL DATA
1) |  |  |  | Return | Ratio | B.T. Cost | A.T. Cost
2) |  |  | Debt | 5.739% | 60% | 3.444% | 3.444%
3) Distribution | 5% |  | Preferred | 0% | 0% | 0% | 0%
4) |  |  | Common | 8.75% | 40% | 5% | 3.5%
5) Distribution Communication | 0% |  | TOTALS |  |  | 8.444% | 6.944%
6)
7) Distribution Other | 0%
8) |  |  |  | INCOME TAX: |  | 30%
WORKING MODEL BEGINS
Alternative 2 Name
Alternative 2 Description | [9 empty] | Printed: | 2014-10-24 11:05
Distribution Cost Impact
Year | 2015 | 2016 | 2017 | 2018 | 2019 | 2020 | 2021 | 2022 | 2023 | 2024 | 2025 | 2026 | 2027 | 2028 | 2029 | 2030 | 2031 | 2032 | 2033 | 2034 | 2035 | 2036 | 2037 | 2038 | 2039 | 2040 | 2041 | 2042 | 2043 | 2044 | 2045 | 2046 | 2047 | 2048 | 2049 | 2050 | 2051 | 2052 | 2053 | 2054 | 2055
REVENUES: | 1 | 2 | 3 | 4 | 5 | 6 | 7 | 8 | 9 | 10 | 11 | 12 | 13 | 14 | 15 | 16 | 17 | 18 | 19 | 20 | 21 | 22 | 23 | 24 | 25 | 26 | 27 | 28 | 29 | 30 | 31 | 32 | 33 | 34 | 35 | 36 | 37 | 38 | 39 | 40 | 41
These field are not required | 0 | 0 | 0 | 0 | 0 | 0 | 0 | 0 | 0 | 0 | 0 | 0 | 0 | 0 | 0 | 0 | 0 | 0 | 0 | 0 | 0 | 0 | 0 | 0 | 0 | 0 | 0 | 0 | 0 | 0 | 0 | 0 | 0 | 0 | 0 | 0 | 0 | 0 | 0 | 0 | 0
| 0 | 0 | 0 | 0 | 0 | 0 | 0 | 0 | 0 | 0 | 0 | 0 | 0 | 0 | 0 | 0 | 0 | 0 | 0 | 0 | 0 | 0 | 0 | 0 | 0 | 0 | 0 | 0 | 0 | 0 | 0 | 0 | 0 | 0 | 0 | 0 | 0 | 0 | 0 | 0 | 0
| 0 | 0 | 0 | 0 | 0 | 0 | 0 | 0 | 0 | 0 | 0 | 0 | 0 | 0 | 0 | 0 | 0 | 0 | 0 | 0 | 0 | 0 | 0 | 0 | 0 | 0 | 0 | 0 | 0 | 0 | 0 | 0 | 0 | 0 | 0 | 0 | 0 | 0 | 0 | 0 | 0
| 0 | 0 | 0 | 0 | 0 | 0 | 0 | 0 | 0 | 0 | 0 | 0 | 0 | 0 | 0 | 0 | 0 | 0 | 0 | 0 | 0 | 0 | 0 | 0 | 0 | 0 | 0 | 0 | 0 | 0 | 0 | 0 | 0 | 0 | 0 | 0 | 0 | 0 | 0 | 0 | 0
| 0 | 0 | 0 | 0 | 0 | 0 | 0 | 0 | 0 | 0 | 0 | 0 | 0 | 0 | 0 | 0 | 0 | 0 | 0 | 0 | 0 | 0 | 0 | 0 | 0 | 0 | 0 | 0 | 0 | 0 | 0 | 0 | 0 | 0 | 0 | 0 | 0 | 0 | 0 | 0 | 0
| 0 | 0 | 0 | 0 | 0 | 0 | 0 | 0 | 0 | 0 | 0 | 0 | 0 | 0 | 0 | 0 | 0 | 0 | 0 | 0 | 0 | 0 | 0 | 0 | 0 | 0 | 0 | 0 | 0 | 0 | 0 | 0 | 0 | 0 | 0 | 0 | 0 | 0 | 0 | 0 | 0
| 0 | 0 | 0 | 0 | 0 | 0 | 0 | 0 | 0 | 0 | 0 | 0 | 0 | 0 | 0 | 0 | 0 | 0 | 0 | 0 | 0 | 0 | 0 | 0 | 0 | 0 | 0 | 0 | 0 | 0 | 0 | 0 | 0 | 0 | 0 | 0 | 0 | 0 | 0 | 0 | 0
| 0 | 0 | 0 | 0 | 0 | 0 | 0 | 0 | 0 | 0 | 0 | 0 | 0 | 0 | 0 | 0 | 0 | 0 | 0 | 0 | 0 | 0 | 0 | 0 | 0 | 0 | 0 | 0 | 0 | 0 | 0 | 0 | 0 | 0 | 0 | 0 | 0 | 0 | 0 | 0 | 0
Total Revenue: | 0 | 0 | 0 | 0 | 0 | 0 | 0 | 0 | 0 | 0 | 0 | 0 | 0 | 0 | 0 | 0 | 0 | 0 | 0 | 0 | 0 | 0 | 0 | 0 | 0 | 0 | 0 | 0 | 0 | 0 | 0 | 0 | 0 | 0 | 0 | 0 | 0 | 0 | 0 | 0 | 0
CAPITAL: | 1 | 2 | 3 | 4 | 5 | 6 | 7 | 8 | 9 | 10 | 11 | 12 | 13 | 14 | 15 | 16 | 17 | 18 | 19 | 20 | 21 | 22 | 23 | 24 | 25 | 26 | 27 | 28 | 29 | 30 | 31 | 32 | 33 | 34 | 35 | 36 | 37 | 38 | 39 | 40 | 41
1) | 0 | 0 | 0 | 0 | 0 | 0 | 0 | 0 | 0 | 0 | 0 | 0 | 0 | 0 | 0 | 0 | 0 | 0 | 0 | 0 | 0 | 0 | 0 | 0 | 0 | 0 | 0 | 0 | 0 | 0 | 0 | 0 | 0 | 0 | 0 | 0 | 0 | 0 | 0 | 0 | 0
2) | 0 | 0 | 0 | 0 | 0 | 0 | 0 | 0 | 0 | 0 | 0 | 0 | 0 | 0 | 0 | 0 | 0 | 0 | 0 | 0 | 0 | 0 | 0 | 0 | 0 | 0 | 0 | 0 | 0 | 0 | 0 | 0 | 0 | 0 | 0 | 0 | 0 | 0 | 0 | 0 | 0
3) Distribution | 0 | 0 | 0 | 0 | 0 | 0 | 0 | 0 | 0 | 0 | 0 | 0 | 0 | 0 | 0 | 0 | 0 | 0 | 0 | 0 | 0 | 0 | 0 | 0 | 0 | 0 | 0 | 0 | 0 | 0 | 0 | 0 | 0 | 0 | 0 | 0 | 0 | 0 | 0 | 0 | 0
4) | 0 | 0 | 0 | 0 | 0 | 0 | 0 | 0 | 0 | 0 | 0 | 0 | 0 | 0 | 0 | 0 | 0 | 0 | 0 | 0 | 0 | 0 | 0 | 0 | 0 | 0 | 0 | 0 | 0 | 0 | 0 | 0 | 0 | 0 | 0 | 0 | 0 | 0 | 0 | 0 | 0
5) Distribution Communication | 0 | 0 | 0 | 0 | 0 | 0 | 0 | 0 | 0 | 0 | 0 | 0 | 0 | 0 | 0 | 0 | 0 | 0 | 0 | 0 | 0 | 0 | 0 | 0 | 0 | 0 | 0 | 0 | 0 | 0 | 0 | 0 | 0 | 0 | 0 | 0 | 0 | 0 | 0 | 0 | 0
6) | 0 | 0 | 0 | 0 | 0 | 0 | 0 | 0 | 0 | 0 | 0 | 0 | 0 | 0 | 0 | 0 | 0 | 0 | 0 | 0 | 0 | 0 | 0 | 0 | 0 | 0 | 0 | 0 | 0 | 0 | 0 | 0 | 0 | 0 | 0 | 0 | 0 | 0 | 0 | 0 | 0
7) Distribution Other | 0 | 0 | 0 | 0 | 0 | 0 | 0 | 0 | 0 | 0 | 0 | 0 | 0 | 0 | 0 | 0 | 0 | 0 | 0 | 0 | 0 | 0 | 0 | 0 | 0 | 0 | 0 | 0 | 0 | 0 | 0 | 0 | 0 | 0 | 0 | 0 | 0 | 0 | 0 | 0 | 0
8) | 0 | 0 | 0 | 0 | 0 | 0 | 0 | 0 | 0 | 0 | 0 | 0 | 0 | 0 | 0 | 0 | 0 | 0 | 0 | 0 | 0 | 0 | 0 | 0 | 0 | 0 | 0 | 0 | 0 | 0 | 0 | 0 | 0 | 0 | 0 | 0 | 0 | 0 | 0 | 0 | 0
Total Capital | 0 | 0 | 0 | 0 | 0 | 0 | 0 | 0 | 0 | 0 | 0 | 0 | 0 | 0 | 0 | 0 | 0 | 0 | 0 | 0 | 0 | 0 | 0 | 0 | 0 | 0 | 0 | 0 | 0 | 0 | 0 | 0 | 0 | 0 | 0 | 0 | 0 | 0 | 0 | 0 | 0
O&M: | 1 | 2 | 3 | 4 | 5 | 6 | 7 | 8 | 9 | 10 | 11 | 12 | 13 | 14 | 15 | 16 | 17 | 18 | 19 | 20 | 21 | 22 | 23 | 24 | 25 | 26 | 27 | 28 | 29 | 30 | 31 | 32 | 33 | 34 | 35 | 36 | 37 | 38 | 39 | 40 | 41
1) Incremental O&M Costs | 0 | 0 | 0 | 0 | 0 | 0 | 0 | 0 | 0 | 0 | 0 | 0 | 0 | 0 | 0 | 0 | 0 | 0 | 0 | 0 | 0 | 0 | 0 | 0 | 0 | 0 | 0 | 0 | 0 | 0 | 0 | 0 | 0 | 0 | 0 | 0 | 0 | 0 | 0 | 0 | 0
2) Incremental O&M Savings | 0 | 0 | 0 | 0 | 0 | 0 | 0 | 0 | 0 | 0 | 0 | 0 | 0 | 0 | 0 | 0 | 0 | 0 | 0 | 0 | 0 | 0 | 0 | 0 | 0 | 0 | 0 | 0 | 0 | 0 | 0 | 0 | 0 | 0 | 0 | 0 | 0 | 0 | 0 | 0 | 0
3) Energy Losses | 0 | 0 | 0 | 0 | 0 | 0 | 0 | 0 | 0 | 0 | 0 | 0 | 0 | 0 | 0 | 0 | 0 | 0 | 0 | 0 | 0 | 0 | 0 | 0 | 0 | 0 | 0 | 0 | 0 | 0 | 0 | 0 | 0 | 0 | 0 | 0 | 0 | 0 | 0 | 0 | 0
4) Insurance & Property Tax | 0 | 0 | 0 | 0 | 0 | 0 | 0 | 0 | 0 | 0 | 0 | 0 | 0 | 0 | 0 | 0 | 0 | 0 | 0 | 0 | 0 | 0 | 0 | 0 | 0 | 0 | 0 | 0 | 0 | 0 | 0 | 0 | 0 | 0 | 0 | 0 | 0 | 0 | 0 | 0 | 0
5) Early Retirement | 0 | 0 | 0 | 0 | 0 | 0 | 0 | 0 | 0 | 0 | 0 | 0 | 0 | 0 | 0 | 0 | 0 | 0 | 0 | 0 | 0 | 0 | 0 | 0 | 0 | 0 | 0 | 0 | 0 | 0 | 0 | 0 | 0 | 0 | 0 | 0 | 0 | 0 | 0 | 0 | 0
6) | 0 | 0 | 0 | 0 | 0 | 0 | 0 | 0 | 0 | 0 | 0 | 0 | 0 | 0 | 0 | 0 | 0 | 0 | 0 | 0 | 0 | 0 | 0 | 0 | 0 | 0 | 0 | 0 | 0 | 0 | 0 | 0 | 0 | 0 | 0 | 0 | 0 | 0 | 0 | 0 | 0
7) | 0 | 0 | 0 | 0 | 0 | 0 | 0 | 0 | 0 | 0 | 0 | 0 | 0 | 0 | 0 | 0 | 0 | 0 | 0 | 0 | 0 | 0 | 0 | 0 | 0 | 0 | 0 | 0 | 0 | 0 | 0 | 0 | 0 | 0 | 0 | 0 | 0 | 0 | 0 | 0 | 0
8) | 0 | 0 | 0 | 0 | 0 | 0 | 0 | 0 | 0 | 0 | 0 | 0 | 0 | 0 | 0 | 0 | 0 | 0 | 0 | 0 | 0 | 0 | 0 | 0 | 0 | 0 | 0 | 0 | 0 | 0 | 0 | 0 | 0 | 0 | 0 | 0 | 0 | 0 | 0 | 0 | 0
Total O&M | 0 | 0 | 0 | 0 | 0 | 0 | 0 | 0 | 0 | 0 | 0 | 0 | 0 | 0 | 0 | 0 | 0 | 0 | 0 | 0 | 0 | 0 | 0 | 0 | 0 | 0 | 0 | 0 | 0 | 0 | 0 | 0 | 0 | 0 | 0 | 0 | 0 | 0 | 0 | 0 | 0
Alternative 2 Name
Alternative 2 Description
Distribution Cost Impact
Year | 2015 | 2016 | 2017 | 2018 | 2019 | 2020 | 2021 | 2022 | 2023 | 2024 | 2025 | 2026 | 2027 | 2028 | 2029 | 2030 | 2031 | 2032 | 2033 | 2034 | 2035 | 2036 | 2037 | 2038 | 2039 | 2040 | 2041 | 2042 | 2043 | 2044 | 2045 | 2046 | 2047 | 2048 | 2049 | 2050 | 2051 | 2052 | 2053 | 2054 | 2055
YEARLY DEPRECIATION: | 1 | 2 | 3 | 4 | 5 | 6 | 7 | 8 | 9 | 10 | 11 | 12 | 13 | 14 | 15 | 16 | 17 | 18 | 19 | 20 | 21 | 22 | 23 | 24 | 25 | 26 | 27 | 28 | 29 | 30 | 31 | 32 | 33 | 34 | 35 | 36 | 37 | 38 | 39 | 40 | 41 | Rates
1) | 0 | 0 | 0 | 0 | 0 | 0 | 0 | 0 | 0 | 0 | 0 | 0 | 0 | 0 | 0 | 0 | 0 | 0 | 0 | 0 | 0 | 0 | 0 | 0 | 0 | 0 | 0 | 0 | 0 | 0 | 0 | 0 | 0 | 0 | 0 | 0 | 0 | 0 | 0 | 0 | 0 | 0%
2) | 0 | 0 | 0 | 0 | 0 | 0 | 0 | 0 | 0 | 0 | 0 | 0 | 0 | 0 | 0 | 0 | 0 | 0 | 0 | 0 | 0 | 0 | 0 | 0 | 0 | 0 | 0 | 0 | 0 | 0 | 0 | 0 | 0 | 0 | 0 | 0 | 0 | 0 | 0 | 0 | 0 | 0%
3) Distribution | 0 | 0 | 0 | 0 | 0 | 0 | 0 | 0 | 0 | 0 | 0 | 0 | 0 | 0 | 0 | 0 | 0 | 0 | 0 | 0 | 0 | 0 | 0 | 0 | 0 | 0 | 0 | 0 | 0 | 0 | 0 | 0 | 0 | 0 | 0 | 0 | 0 | 0 | 0 | 0 | 0 | 5%
4) | 0 | 0 | 0 | 0 | 0 | 0 | 0 | 0 | 0 | 0 | 0 | 0 | 0 | 0 | 0 | 0 | 0 | 0 | 0 | 0 | 0 | 0 | 0 | 0 | 0 | 0 | 0 | 0 | 0 | 0 | 0 | 0 | 0 | 0 | 0 | 0 | 0 | 0 | 0 | 0 | 0 | 0%
5) Distribution Communication | 0 | 0 | 0 | 0 | 0 | 0 | 0 | 0 | 0 | 0 | 0 | 0 | 0 | 0 | 0 | 0 | 0 | 0 | 0 | 0 | 0 | 0 | 0 | 0 | 0 | 0 | 0 | 0 | 0 | 0 | 0 | 0 | 0 | 0 | 0 | 0 | 0 | 0 | 0 | 0 | 0 | 0%
6) | 0 | 0 | 0 | 0 | 0 | 0 | 0 | 0 | 0 | 0 | 0 | 0 | 0 | 0 | 0 | 0 | 0 | 0 | 0 | 0 | 0 | 0 | 0 | 0 | 0 | 0 | 0 | 0 | 0 | 0 | 0 | 0 | 0 | 0 | 0 | 0 | 0 | 0 | 0 | 0 | 0 | 0%
7) Distribution Other | 0 | 0 | 0 | 0 | 0 | 0 | 0 | 0 | 0 | 0 | 0 | 0 | 0 | 0 | 0 | 0 | 0 | 0 | 0 | 0 | 0 | 0 | 0 | 0 | 0 | 0 | 0 | 0 | 0 | 0 | 0 | 0 | 0 | 0 | 0 | 0 | 0 | 0 | 0 | 0 | 0 | 0%
8) | 0 | 0 | 0 | 0 | 0 | 0 | 0 | 0 | 0 | 0 | 0 | 0 | 0 | 0 | 0 | 0 | 0 | 0 | 0 | 0 | 0 | 0 | 0 | 0 | 0 | 0 | 0 | 0 | 0 | 0 | 0 | 0 | 0 | 0 | 0 | 0 | 0 | 0 | 0 | 0 | 0 | 0%
Total Depreciation | 0 | 0 | 0 | 0 | 0 | 0 | 0 | 0 | 0 | 0 | 0 | 0 | 0 | 0 | 0 | 0 | 0 | 0 | 0 | 0 | 0 | 0 | 0 | 0 | 0 | 0 | 0 | 0 | 0 | 0 | 0 | 0 | 0 | 0 | 0 | 0 | 0 | 0 | 0 | 0 | 0
ACCUMULATED DEPRECIATION: | 1 | 2 | 3 | 4 | 5 | 6 | 7 | 8 | 9 | 10 | 11 | 12 | 13 | 14 | 15 | 16 | 17 | 18 | 19 | 20 | 21 | 22 | 23 | 24 | 25 | 26 | 27 | 28 | 29 | 30 | 31 | 32 | 33 | 34 | 35 | 36 | 37 | 38 | 39 | 40 | 41
1) | 0 | 0 | 0 | 0 | 0 | 0 | 0 | 0 | 0 | 0 | 0 | 0 | 0 | 0 | 0 | 0 | 0 | 0 | 0 | 0 | 0 | 0 | 0 | 0 | 0 | 0 | 0 | 0 | 0 | 0 | 0 | 0 | 0 | 0 | 0 | 0 | 0 | 0 | 0 | 0 | 0
2) | 0 | 0 | 0 | 0 | 0 | 0 | 0 | 0 | 0 | 0 | 0 | 0 | 0 | 0 | 0 | 0 | 0 | 0 | 0 | 0 | 0 | 0 | 0 | 0 | 0 | 0 | 0 | 0 | 0 | 0 | 0 | 0 | 0 | 0 | 0 | 0 | 0 | 0 | 0 | 0 | 0
3) Distribution | 0 | 0 | 0 | 0 | 0 | 0 | 0 | 0 | 0 | 0 | 0 | 0 | 0 | 0 | 0 | 0 | 0 | 0 | 0 | 0 | 0 | 0 | 0 | 0 | 0 | 0 | 0 | 0 | 0 | 0 | 0 | 0 | 0 | 0 | 0 | 0 | 0 | 0 | 0 | 0 | 0
4) | 0 | 0 | 0 | 0 | 0 | 0 | 0 | 0 | 0 | 0 | 0 | 0 | 0 | 0 | 0 | 0 | 0 | 0 | 0 | 0 | 0 | 0 | 0 | 0 | 0 | 0 | 0 | 0 | 0 | 0 | 0 | 0 | 0 | 0 | 0 | 0 | 0 | 0 | 0 | 0 | 0
5) Distribution Communication | 0 | 0 | 0 | 0 | 0 | 0 | 0 | 0 | 0 | 0 | 0 | 0 | 0 | 0 | 0 | 0 | 0 | 0 | 0 | 0 | 0 | 0 | 0 | 0 | 0 | 0 | 0 | 0 | 0 | 0 | 0 | 0 | 0 | 0 | 0 | 0 | 0 | 0 | 0 | 0 | 0
6) | 0 | 0 | 0 | 0 | 0 | 0 | 0 | 0 | 0 | 0 | 0 | 0 | 0 | 0 | 0 | 0 | 0 | 0 | 0 | 0 | 0 | 0 | 0 | 0 | 0 | 0 | 0 | 0 | 0 | 0 | 0 | 0 | 0 | 0 | 0 | 0 | 0 | 0 | 0 | 0 | 0
7) Distribution Other | 0 | 0 | 0 | 0 | 0 | 0 | 0 | 0 | 0 | 0 | 0 | 0 | 0 | 0 | 0 | 0 | 0 | 0 | 0 | 0 | 0 | 0 | 0 | 0 | 0 | 0 | 0 | 0 | 0 | 0 | 0 | 0 | 0 | 0 | 0 | 0 | 0 | 0 | 0 | 0 | 0
8) | 0 | 0 | 0 | 0 | 0 | 0 | 0 | 0 | 0 | 0 | 0 | 0 | 0 | 0 | 0 | 0 | 0 | 0 | 0 | 0 | 0 | 0 | 0 | 0 | 0 | 0 | 0 | 0 | 0 | 0 | 0 | 0 | 0 | 0 | 0 | 0 | 0 | 0 | 0 | 0 | 0
PROPERTY IN SERVICE (end yr): | 1 | 2 | 3 | 4 | 5 | 6 | 7 | 8 | 9 | 10 | 11 | 12 | 13 | 14 | 15 | 16 | 17 | 18 | 19 | 20 | 21 | 22 | 23 | 24 | 25 | 26 | 27 | 28 | 29 | 30 | 31 | 32 | 33 | 34 | 35 | 36 | 37 | 38 | 39 | 40 | 41
1) | 0 | 0 | 0 | 0 | 0 | 0 | 0 | 0 | 0 | 0 | 0 | 0 | 0 | 0 | 0 | 0 | 0 | 0 | 0 | 0 | 0 | 0 | 0 | 0 | 0 | 0 | 0 | 0 | 0 | 0 | 0 | 0 | 0 | 0 | 0 | 0 | 0 | 0 | 0 | 0 | 0
2) | 0 | 0 | 0 | 0 | 0 | 0 | 0 | 0 | 0 | 0 | 0 | 0 | 0 | 0 | 0 | 0 | 0 | 0 | 0 | 0 | 0 | 0 | 0 | 0 | 0 | 0 | 0 | 0 | 0 | 0 | 0 | 0 | 0 | 0 | 0 | 0 | 0 | 0 | 0 | 0 | 0
3) Distribution | 0 | 0 | 0 | 0 | 0 | 0 | 0 | 0 | 0 | 0 | 0 | 0 | 0 | 0 | 0 | 0 | 0 | 0 | 0 | 0 | 0 | 0 | 0 | 0 | 0 | 0 | 0 | 0 | 0 | 0 | 0 | 0 | 0 | 0 | 0 | 0 | 0 | 0 | 0 | 0 | 0
4) | 0 | 0 | 0 | 0 | 0 | 0 | 0 | 0 | 0 | 0 | 0 | 0 | 0 | 0 | 0 | 0 | 0 | 0 | 0 | 0 | 0 | 0 | 0 | 0 | 0 | 0 | 0 | 0 | 0 | 0 | 0 | 0 | 0 | 0 | 0 | 0 | 0 | 0 | 0 | 0 | 0
5) Distribution Communication | 0 | 0 | 0 | 0 | 0 | 0 | 0 | 0 | 0 | 0 | 0 | 0 | 0 | 0 | 0 | 0 | 0 | 0 | 0 | 0 | 0 | 0 | 0 | 0 | 0 | 0 | 0 | 0 | 0 | 0 | 0 | 0 | 0 | 0 | 0 | 0 | 0 | 0 | 0 | 0 | 0
6) | 0 | 0 | 0 | 0 | 0 | 0 | 0 | 0 | 0 | 0 | 0 | 0 | 0 | 0 | 0 | 0 | 0 | 0 | 0 | 0 | 0 | 0 | 0 | 0 | 0 | 0 | 0 | 0 | 0 | 0 | 0 | 0 | 0 | 0 | 0 | 0 | 0 | 0 | 0 | 0 | 0
7) Distribution Other | 0 | 0 | 0 | 0 | 0 | 0 | 0 | 0 | 0 | 0 | 0 | 0 | 0 | 0 | 0 | 0 | 0 | 0 | 0 | 0 | 0 | 0 | 0 | 0 | 0 | 0 | 0 | 0 | 0 | 0 | 0 | 0 | 0 | 0 | 0 | 0 | 0 | 0 | 0 | 0 | 0
8) | 0 | 0 | 0 | 0 | 0 | 0 | 0 | 0 | 0 | 0 | 0 | 0 | 0 | 0 | 0 | 0 | 0 | 0 | 0 | 0 | 0 | 0 | 0 | 0 | 0 | 0 | 0 | 0 | 0 | 0 | 0 | 0 | 0 | 0 | 0 | 0 | 0 | 0 | 0 | 0 | 0
Total Project Ratebase | 0 | 0 | 0 | 0 | 0 | 0 | 0 | 0 | 0 | 0 | 0 | 0 | 0 | 0 | 0 | 0 | 0 | 0 | 0 | 0 | 0 | 0 | 0 | 0 | 0 | 0 | 0 | 0 | 0 | 0 | 0 | 0 | 0 | 0 | 0 | 0 | 0 | 0 | 0 | 0 | 0
Alternative 2 Name |  |  | Return | Ratio | B.T. Cost | A.T. Cost
Alternative 2 Description |  | Debt | 5.739% | 60% | 3.444% | 3.444%
Distribution Cost Impact |  | Preferred | 0% | 0% | 0% | 0% |  | Tax Rate | 30%
|  | Common | 8.75% | 40% | 5% | 3.5%
[5 empty] | 8.444% | 6.944%
CASH FLOWS SUMMARY:
|  |  |  | Revenue Requirements |  |  |  | Revenue |  | Surplus | CPV at | Used
Year | Ratebase | Return | Dep'n | Inc. Tax | O&M | Total |  | Allowance |  | (Deficit) | 8.444% | Year
1 2015 | 0 | 0 | 0 | 0 | 0 | 0 | 2015 NPV | 0 |  | 0 | 0 | 1
2 2016 | 0 | 0 | 0 | 0 | 0 | 0 | 0 | 0 |  | 0 | 0 | 2 |  | 12723 | -33410003.6125
3 2017 | 0 | 0 | 0 | 0 | 0 | 0 |  | 0 |  | 0 | 0 | 3 |  | 12723 | -33410003.6125
4 2018 | 0 | 0 | 0 | 0 | 0 | 0 |  | 0 |  | 0 | 0 | 4 |  | 0 | 0
5 2019 | 0 | 0 | 0 | 0 | 0 | 0 |  | 0 |  | 0 | 0 | 5
6 2020 | 0 | 0 | 0 | 0 | 0 | 0 |  | 0 |  | 0 | 0 | 6 |  | changes: | #DIV/0!
7 2021 | 0 | 0 | 0 | 0 | 0 | 0 |  | 0 |  | 0 | 0 | 7
8 2022 | 0 | 0 | 0 | 0 | 0 | 0 |  | 0 |  | 0 | 0 | 8 |  | Cont 2nd | 12723
9 2023 | 0 | 0 | 0 | 0 | 0 | 0 |  | 0 |  | 0 | 0 | 9
10 2024 | 0 | 0 | 0 | 0 | 0 | 0 |  | 0 |  | 0 | 0 | 10 |  | Cont_changed | #DIV/0!
11 2025 | 0 | 0 | 0 | 0 | 0 | 0 |  | 0 |  | 0 | 0 | 11
12 2026 | 0 | 0 | 0 | 0 | 0 | 0 |  | 0 |  | 0 | 0 | 12
13 2027 | 0 | 0 | 0 | 0 | 0 | 0 |  | 0 |  | 0 | 0 | 13
14 2028 | 0 | 0 | 0 | 0 | 0 | 0 |  | 0 |  | 0 | 0 | 14
15 2029 | 0 | 0 | 0 | 0 | 0 | 0 |  | 0 |  | 0 | 0 | 15
16 2030 | 0 | 0 | 0 | 0 | 0 | 0 |  | 0 |  | 0 | 0 | 16
17 2031 | 0 | 0 | 0 | 0 | 0 | 0 |  | 0 |  | 0 | 0 | 17
18 2032 | 0 | 0 | 0 | 0 | 0 | 0 |  | 0 |  | 0 | 0 | 18
19 2033 | 0 | 0 | 0 | 0 | 0 | 0 |  | 0 |  | 0 | 0 | 19
20 2034 | 0 | 0 | 0 | 0 | 0 | 0 |  | 0 |  | 0 | 0 | 20
21 2035 | 0 | 0 | 0 | 0 | 0 | 0 |  | 0 |  | 0 | 0 | 21
22 2036 | 0 | 0 | 0 | 0 | 0 | 0 |  | 0 |  | 0 | 0 | 22
23 2037 | 0 | 0 | 0 | 0 | 0 | 0 |  | 0 |  | 0 | 0 | 23
24 2038 | 0 | 0 | 0 | 0 | 0 | 0 |  | 0 |  | 0 | 0 | 24
25 2039 | 0 | 0 | 0 | 0 | 0 | 0 |  | 0 |  | 0 | 0 | 25
26 2040 | 0 | 0 | 0 | 0 | 0 | 0 |  | 0 |  | 0 | 0 | 26
27 2041 | 0 | 0 | 0 | 0 | 0 | 0 |  | 0 |  | 0 | 0 | 27
28 2042 | 0 | 0 | 0 | 0 | 0 | 0 |  | 0 |  | 0 | 0 | 28
29 2043 | 0 | 0 | 0 | 0 | 0 | 0 |  | 0 |  | 0 | 0 | 29
30 2044 | 0 | 0 | 0 | 0 | 0 | 0 |  | 0 |  | 0 | 0 | 30
31 2045 | 0 | 0 | 0 | 0 | 0 | 0 |  | 0 |  | 0 | 0 | 31
32 2046 | 0 | 0 | 0 | 0 | 0 | 0 |  | 0 |  | 0 | 0 | 32
33 2047 | 0 | 0 | 0 | 0 | 0 | 0 |  | 0 |  | 0 | 0 | 33
34 2048 | 0 | 0 | 0 | 0 | 0 | 0 |  | 0 |  | 0 | 0 | 34
35 2049 | 0 | 0 | 0 | 0 | 0 | 0 |  | 0 |  | 0 | 0 | 35
36 2050 | 0 | 0 | 0 | 0 | 0 | 0 |  | 0 |  | 0 | 0 | 36
37 2051 | 0 | 0 | 0 | 0 | 0 | 0 |  | 0 |  | 0 | 0 | 37
38 2052 | 0 | 0 | 0 | 0 | 0 | 0 |  | 0 |  | 0 | 0 | 38
39 2053 | 0 | 0 | 0 | 0 | 0 | 0 |  | 0 |  | 0 | 0 | 39
40 2054 | 0 | 0 | 0 | 0 | 0 | 0 |  | 0 |  | 0 | 0 | 40
41 2055 | 0 | 0 | 0 | 0 | 0 | 0 |  | 0 |  | 0 | 0 | 41
Total Revenue Area: (combines the two revenue facades)
| 0 | 1 | 2 | 3 | 4 | 5 | 6 | 7 | 8 | 9 | 10 | 11 | 12 | 13 | 14 | 15 | 16 | 17 | 18 | 19 | 20 | 21 | 22 | 23 | 24 | 25 | 26 | 27 | 28 | 29 | 30 | 31 | 32 | 33 | 34 | 35 | 36 | 37 | 38 | 39 | 40
| 0 | 0 | 0 | 0 | 0 | 0 | 0 | 0 | 0 | 0 | 0 | 0 | 0 | 0 | 0 | 0 | 0 | 0 | 0 | 0 | 0 | 0 | 0 | 0 | 0 | 0 | 0 | 0 | 0 | 0 | 0 | 0 | 0 | 0 | 0 | 0 | 0 | 0 | 0 | 0 | 0
|  | 0 | 1 | 2 | 3 | 4 | 5 | 6 | 7 | 8 | 9 | 10 | 11 | 12 | 13 | 14 | 15 | 16 | 17 | 18 | 19 | 20 | 21 | 22 | 23 | 24 | 25 | 26 | 27 | 28 | 29 | 30 | 31 | 32 | 33 | 34 | 35 | 36 | 37 | 38 | 39

## TRANS3 (hidden)
Alternative 2 Name
Alternative 2 Description
Transmission Cost Impact
Base Year Is: | 2015
# Years of Revenue: | 11
Years of Costs: | r | <== "R" for same as Revenues, "L" for asset Life
Prepared By:
REVENUE CALCULATION: | c | <== "S" for Standard $/kw, "C" for Calculated amount.
| 2015 | 2016 | 2017 | 2018 | 2019 | 2020 | 2021 | 2022 | 2023 | 2024 | 2025 | 2026 | 2027 | 2028 | 2029 | 2030 | 2031 | 2032 | 2033 | 2034 | 2035 | 2036 | 2037 | 2038 | 2039 | 2040 | 2041 | 2042 | 2043 | 2044 | 2045 | 2046 | 2047 | 2048 | 2049 | 2050 | 2051 | 2052 | 2053 | 2054 | 2055
Descriptions (8) Below: | 1 | 2 | 3 | 4 | 5 | 6 | 7 | 8 | 9 | 10 | 11 | 12 | 13 | 14 | 15 | 16 | 17 | 18 | 19 | 20 | 21 | 22 | 23 | 24 | 25 | 26 | 27 | 28 | 29 | 30 | 31 | 32 | 33 | 34 | 35 | 36 | 37 | 38 | 39 | 40 | 41
These field are not required
Total Revenue: | 0 | 0 | 0 | 0 | 0 | 0 | 0 | 0 | 0 | 0 | 0 | 0 | 0 | 0 | 0 | 0 | 0 | 0 | 0 | 0 | 0 | 0 | 0 | 0 | 0 | 0 | 0 | 0 | 0 | 0 | 0 | 0 | 0 | 0 | 0 | 0 | 0 | 0 | 0 | 0 | 0
CAPITAL EXPENDITURES: | 2015 | 2016 | 2017 | 2018 | 2019 | 2020 | 2021 | 2022 | 2023 | 2024 | 2025 | 2026 | 2027 | 2028 | 2029 | 2030 | 2031 | 2032 | 2033 | 2034 | 2035 | 2036 | 2037 | 2038 | 2039 | 2040 | 2041 | 2042 | 2043 | 2044 | 2045 | 2046 | 2047 | 2048 | 2049 | 2050 | 2051 | 2052 | 2053 | 2054 | 2055
Descriptions (8) Below: | 1 | 2 | 3 | 4 | 5 | 6 | 7 | 8 | 9 | 10 | 11 | 12 | 13 | 14 | 15 | 16 | 17 | 18 | 19 | 20 | 21 | 22 | 23 | 24 | 25 | 26 | 27 | 28 | 29 | 30 | 31 | 32 | 33 | 34 | 35 | 36 | 37 | 38 | 39 | 40 | 41
1) Transmission | 0 | 0 | 0 | 0 | 0 | 0 | 0 | 0 | 0 | 0 | 0 | 0 | 0 | 0 | 0 | 0 | 0 | 0 | 0 | 0 | 0 | 0 | 0 | 0 | 0 | 0 | 0 | 0 | 0 | 0 | 0 | 0 | 0 | 0 | 0 | 0 | 0 | 0 | 0 | 0 | 0
2) | 0 | 0 | 0 | 0 | 0 | 0 | 0 | 0 | 0 | 0 | 0 | 0 | 0 | 0 | 0 | 0 | 0 | 0 | 0 | 0 | 0 | 0 | 0 | 0 | 0 | 0 | 0 | 0 | 0 | 0 | 0 | 0 | 0 | 0 | 0 | 0 | 0 | 0 | 0 | 0 | 0
3) | 0 | 0 | 0 | 0 | 0 | 0 | 0 | 0 | 0 | 0 | 0 | 0 | 0 | 0 | 0 | 0 | 0 | 0 | 0 | 0 | 0 | 0 | 0 | 0 | 0 | 0 | 0 | 0 | 0 | 0 | 0 | 0 | 0 | 0 | 0 | 0 | 0 | 0 | 0 | 0 | 0
4) | 0 | 0 | 0 | 0 | 0 | 0 | 0 | 0 | 0 | 0 | 0 | 0 | 0 | 0 | 0 | 0 | 0 | 0 | 0 | 0 | 0 | 0 | 0 | 0 | 0 | 0 | 0 | 0 | 0 | 0 | 0 | 0 | 0 | 0 | 0 | 0 | 0 | 0 | 0 | 0 | 0
5) Transmission Communication | 0 | 0 | 0 | 0 | 0 | 0 | 0 | 0 | 0 | 0 | 0 | 0 | 0 | 0 | 0 | 0 | 0 | 0 | 0 | 0 | 0 | 0 | 0 | 0 | 0 | 0 | 0 | 0 | 0 | 0 | 0 | 0 | 0 | 0 | 0 | 0 | 0 | 0 | 0 | 0 | 0
6) | 0 | 0 | 0 | 0 | 0 | 0 | 0 | 0 | 0 | 0 | 0 | 0 | 0 | 0 | 0 | 0 | 0 | 0 | 0 | 0 | 0 | 0 | 0 | 0 | 0 | 0 | 0 | 0 | 0 | 0 | 0 | 0 | 0 | 0 | 0 | 0 | 0 | 0 | 0 | 0 | 0
7) | 0 | 0 | 0 | 0 | 0 | 0 | 0 | 0 | 0 | 0 | 0 | 0 | 0 | 0 | 0 | 0 | 0 | 0 | 0 | 0 | 0 | 0 | 0 | 0 | 0 | 0 | 0 | 0 | 0 | 0 | 0 | 0 | 0 | 0 | 0 | 0 | 0 | 0 | 0 | 0 | 0
8) | 0 | 0 | 0 | 0 | 0 | 0 | 0 | 0 | 0 | 0 | 0 | 0 | 0 | 0 | 0 | 0 | 0 | 0 | 0 | 0 | 0 | 0 | 0 | 0 | 0 | 0 | 0 | 0 | 0 | 0 | 0 | 0 | 0 | 0 | 0 | 0 | 0 | 0 | 0 | 0 | 0
Total | 0 | 0 | 0 | 0 | 0 | 0 | 0 | 0 | 0 | 0 | 0 | 0 | 0 | 0 | 0 | 0 | 0 | 0 | 0 | 0 | 0 | 0 | 0 | 0 | 0 | 0 | 0 | 0 | 0 | 0 | 0 | 0 | 0 | 0 | 0 | 0 | 0 | 0 | 0 | 0 | 0
O&M EXPENDITURES: | 2015 | 2016 | 2017 | 2018 | 2019 | 2020 | 2021 | 2022 | 2023 | 2024 | 2025 | 2026 | 2027 | 2028 | 2029 | 2030 | 2031 | 2032 | 2033 | 2034 | 2035 | 2036 | 2037 | 2038 | 2039 | 2040 | 2041 | 2042 | 2043 | 2044 | 2045 | 2046 | 2047 | 2048 | 2049 | 2050 | 2051 | 2052 | 2053 | 2054 | 2055
Descriptions (8) Below: | 1 | 2 | 3 | 4 | 5 | 6 | 7 | 8 | 9 | 10 | 11 | 12 | 13 | 14 | 15 | 16 | 17 | 18 | 19 | 20 | 21 | 22 | 23 | 24 | 25 | 26 | 27 | 28 | 29 | 30 | 31 | 32 | 33 | 34 | 35 | 36 | 37 | 38 | 39 | 40 | 41
1) Incremental O&M Costs | 0 | 0 | 0 | 0 | 0 | 0 | 0 | 0 | 0 | 0 | 0 | 0 | 0 | 0 | 0 | 0 | 0 | 0 | 0 | 0 | 0 | 0 | 0 | 0 | 0 | 0 | 0 | 0 | 0 | 0 | 0 | 0 | 0 | 0 | 0 | 0 | 0 | 0 | 0 | 0 | 0
2) Incremental O&M Savings | 0 | 0 | 0 | 0 | 0 | 0 | 0 | 0 | 0 | 0 | 0 | 0 | 0 | 0 | 0 | 0 | 0 | 0 | 0 | 0 | 0 | 0 | 0 | 0 | 0 | 0 | 0 | 0 | 0 | 0 | 0 | 0 | 0 | 0 | 0 | 0 | 0 | 0 | 0 | 0 | 0
3) Energy Losses | 0 | 0 | 0 | 0 | 0 | 0 | 0 | 0 | 0 | 0 | 0 | 0 | 0 | 0 | 0 | 0 | 0 | 0 | 0 | 0 | 0 | 0 | 0 | 0 | 0 | 0 | 0 | 0 | 0 | 0 | 0 | 0 | 0 | 0 | 0 | 0 | 0 | 0 | 0 | 0 | 0
4) Insurance & Property Tax | 0 | 0 | 0 | 0 | 0 | 0 | 0 | 0 | 0 | 0 | 0 | 0 | 0 | 0 | 0 | 0 | 0 | 0 | 0 | 0 | 0 | 0 | 0 | 0 | 0 | 0 | 0 | 0 | 0 | 0 | 0 | 0 | 0 | 0 | 0 | 0 | 0 | 0 | 0 | 0 | 0
5) | 0 | 0 | 0 | 0 | 0 | 0 | 0 | 0 | 0 | 0 | 0 | 0 | 0 | 0 | 0 | 0 | 0 | 0 | 0 | 0 | 0 | 0 | 0 | 0 | 0 | 0 | 0 | 0 | 0 | 0 | 0 | 0 | 0 | 0 | 0 | 0 | 0 | 0 | 0 | 0 | 0
6) Early Retirement | 0 | 0 | 0 | 0 | 0 | 0 | 0 | 0 | 0 | 0 | 0 | 0 | 0 | 0 | 0 | 0 | 0 | 0 | 0 | 0 | 0 | 0 | 0 | 0 | 0 | 0 | 0 | 0 | 0 | 0 | 0 | 0 | 0 | 0 | 0 | 0 | 0 | 0 | 0 | 0 | 0
7) | 0 | 0 | 0 | 0 | 0 | 0 | 0 | 0 | 0 | 0 | 0 | 0 | 0 | 0 | 0 | 0 | 0 | 0 | 0 | 0 | 0 | 0 | 0 | 0 | 0 | 0 | 0 | 0 | 0 | 0 | 0 | 0 | 0 | 0 | 0 | 0 | 0 | 0 | 0 | 0 | 0
8) | 0 | 0 | 0 | 0 | 0 | 0 | 0 | 0 | 0 | 0 | 0 | 0 | 0 | 0 | 0 | 0 | 0 | 0 | 0 | 0 | 0 | 0 | 0 | 0 | 0 | 0 | 0 | 0 | 0 | 0 | 0 | 0 | 0 | 0 | 0 | 0 | 0 | 0 | 0 | 0 | 0
Total | 0 | 0 | 0 | 0 | 0 | 0 | 0 | 0 | 0 | 0 | 0 | 0 | 0 | 0 | 0 | 0 | 0 | 0 | 0 | 0 | 0 | 0 | 0 | 0 | 0 | 0 | 0 | 0 | 0 | 0 | 0 | 0 | 0 | 0 | 0 | 0 | 0 | 0 | 0 | 0 | 0
DEPRECIATION RATES: |  |  | FINANCIAL DATA
1) Transmission | 5% |  |  | Return | Ratio | B.T. Cost | A.T. Cost
2) |  |  | Debt | 5.739% | 60% | 3.444% | 3.444%
3) |  |  | Preferred | 0% | 0% | 0% | 0%
4) |  |  | Common | 8.75% | 40% | 5% | 3.5%
5) Transmission Communication | 0% |  | TOTALS |  |  | 8.444% | 6.944%
6)
7)
8) |  |  |  | INCOME TAX: |  | 30%
WORKING MODEL BEGINS
Alternative 2 Name
Alternative 2 Description | [9 empty] | Prepared By: | 2014-10-24 11:05
Transmission Cost Impact
Year | 2015 | 2016 | 2017 | 2018 | 2019 | 2020 | 2021 | 2022 | 2023 | 2024 | 2025 | 2026 | 2027 | 2028 | 2029 | 2030 | 2031 | 2032 | 2033 | 2034 | 2035 | 2036 | 2037 | 2038 | 2039 | 2040 | 2041 | 2042 | 2043 | 2044 | 2045 | 2046 | 2047 | 2048 | 2049 | 2050 | 2051 | 2052 | 2053 | 2054 | 2055
REVENUES: | 1 | 2 | 3 | 4 | 5 | 6 | 7 | 8 | 9 | 10 | 11 | 12 | 13 | 14 | 15 | 16 | 17 | 18 | 19 | 20 | 21 | 22 | 23 | 24 | 25 | 26 | 27 | 28 | 29 | 30 | 31 | 32 | 33 | 34 | 35 | 36 | 37 | 38 | 39 | 40 | 41
These field are not required | 0 | 0 | 0 | 0 | 0 | 0 | 0 | 0 | 0 | 0 | 0 | 0 | 0 | 0 | 0 | 0 | 0 | 0 | 0 | 0 | 0 | 0 | 0 | 0 | 0 | 0 | 0 | 0 | 0 | 0 | 0 | 0 | 0 | 0 | 0 | 0 | 0 | 0 | 0 | 0 | 0
| 0 | 0 | 0 | 0 | 0 | 0 | 0 | 0 | 0 | 0 | 0 | 0 | 0 | 0 | 0 | 0 | 0 | 0 | 0 | 0 | 0 | 0 | 0 | 0 | 0 | 0 | 0 | 0 | 0 | 0 | 0 | 0 | 0 | 0 | 0 | 0 | 0 | 0 | 0 | 0 | 0
| 0 | 0 | 0 | 0 | 0 | 0 | 0 | 0 | 0 | 0 | 0 | 0 | 0 | 0 | 0 | 0 | 0 | 0 | 0 | 0 | 0 | 0 | 0 | 0 | 0 | 0 | 0 | 0 | 0 | 0 | 0 | 0 | 0 | 0 | 0 | 0 | 0 | 0 | 0 | 0 | 0
| 0 | 0 | 0 | 0 | 0 | 0 | 0 | 0 | 0 | 0 | 0 | 0 | 0 | 0 | 0 | 0 | 0 | 0 | 0 | 0 | 0 | 0 | 0 | 0 | 0 | 0 | 0 | 0 | 0 | 0 | 0 | 0 | 0 | 0 | 0 | 0 | 0 | 0 | 0 | 0 | 0
| 0 | 0 | 0 | 0 | 0 | 0 | 0 | 0 | 0 | 0 | 0 | 0 | 0 | 0 | 0 | 0 | 0 | 0 | 0 | 0 | 0 | 0 | 0 | 0 | 0 | 0 | 0 | 0 | 0 | 0 | 0 | 0 | 0 | 0 | 0 | 0 | 0 | 0 | 0 | 0 | 0
| 0 | 0 | 0 | 0 | 0 | 0 | 0 | 0 | 0 | 0 | 0 | 0 | 0 | 0 | 0 | 0 | 0 | 0 | 0 | 0 | 0 | 0 | 0 | 0 | 0 | 0 | 0 | 0 | 0 | 0 | 0 | 0 | 0 | 0 | 0 | 0 | 0 | 0 | 0 | 0 | 0
| 0 | 0 | 0 | 0 | 0 | 0 | 0 | 0 | 0 | 0 | 0 | 0 | 0 | 0 | 0 | 0 | 0 | 0 | 0 | 0 | 0 | 0 | 0 | 0 | 0 | 0 | 0 | 0 | 0 | 0 | 0 | 0 | 0 | 0 | 0 | 0 | 0 | 0 | 0 | 0 | 0
| 0 | 0 | 0 | 0 | 0 | 0 | 0 | 0 | 0 | 0 | 0 | 0 | 0 | 0 | 0 | 0 | 0 | 0 | 0 | 0 | 0 | 0 | 0 | 0 | 0 | 0 | 0 | 0 | 0 | 0 | 0 | 0 | 0 | 0 | 0 | 0 | 0 | 0 | 0 | 0 | 0
Total Revenue: | 0 | 0 | 0 | 0 | 0 | 0 | 0 | 0 | 0 | 0 | 0 | 0 | 0 | 0 | 0 | 0 | 0 | 0 | 0 | 0 | 0 | 0 | 0 | 0 | 0 | 0 | 0 | 0 | 0 | 0 | 0 | 0 | 0 | 0 | 0 | 0 | 0 | 0 | 0 | 0 | 0
CAPITAL: | 1 | 2 | 3 | 4 | 5 | 6 | 7 | 8 | 9 | 10 | 11 | 12 | 13 | 14 | 15 | 16 | 17 | 18 | 19 | 20 | 21 | 22 | 23 | 24 | 25 | 26 | 27 | 28 | 29 | 30 | 31 | 32 | 33 | 34 | 35 | 36 | 37 | 38 | 39 | 40 | 41
1) Transmission | 0 | 0 | 0 | 0 | 0 | 0 | 0 | 0 | 0 | 0 | 0 | 0 | 0 | 0 | 0 | 0 | 0 | 0 | 0 | 0 | 0 | 0 | 0 | 0 | 0 | 0 | 0 | 0 | 0 | 0 | 0 | 0 | 0 | 0 | 0 | 0 | 0 | 0 | 0 | 0 | 0
2) | 0 | 0 | 0 | 0 | 0 | 0 | 0 | 0 | 0 | 0 | 0 | 0 | 0 | 0 | 0 | 0 | 0 | 0 | 0 | 0 | 0 | 0 | 0 | 0 | 0 | 0 | 0 | 0 | 0 | 0 | 0 | 0 | 0 | 0 | 0 | 0 | 0 | 0 | 0 | 0 | 0
3) | 0 | 0 | 0 | 0 | 0 | 0 | 0 | 0 | 0 | 0 | 0 | 0 | 0 | 0 | 0 | 0 | 0 | 0 | 0 | 0 | 0 | 0 | 0 | 0 | 0 | 0 | 0 | 0 | 0 | 0 | 0 | 0 | 0 | 0 | 0 | 0 | 0 | 0 | 0 | 0 | 0
4) | 0 | 0 | 0 | 0 | 0 | 0 | 0 | 0 | 0 | 0 | 0 | 0 | 0 | 0 | 0 | 0 | 0 | 0 | 0 | 0 | 0 | 0 | 0 | 0 | 0 | 0 | 0 | 0 | 0 | 0 | 0 | 0 | 0 | 0 | 0 | 0 | 0 | 0 | 0 | 0 | 0
5) Transmission Communication | 0 | 0 | 0 | 0 | 0 | 0 | 0 | 0 | 0 | 0 | 0 | 0 | 0 | 0 | 0 | 0 | 0 | 0 | 0 | 0 | 0 | 0 | 0 | 0 | 0 | 0 | 0 | 0 | 0 | 0 | 0 | 0 | 0 | 0 | 0 | 0 | 0 | 0 | 0 | 0 | 0
6) | 0 | 0 | 0 | 0 | 0 | 0 | 0 | 0 | 0 | 0 | 0 | 0 | 0 | 0 | 0 | 0 | 0 | 0 | 0 | 0 | 0 | 0 | 0 | 0 | 0 | 0 | 0 | 0 | 0 | 0 | 0 | 0 | 0 | 0 | 0 | 0 | 0 | 0 | 0 | 0 | 0
7) | 0 | 0 | 0 | 0 | 0 | 0 | 0 | 0 | 0 | 0 | 0 | 0 | 0 | 0 | 0 | 0 | 0 | 0 | 0 | 0 | 0 | 0 | 0 | 0 | 0 | 0 | 0 | 0 | 0 | 0 | 0 | 0 | 0 | 0 | 0 | 0 | 0 | 0 | 0 | 0 | 0
8) | 0 | 0 | 0 | 0 | 0 | 0 | 0 | 0 | 0 | 0 | 0 | 0 | 0 | 0 | 0 | 0 | 0 | 0 | 0 | 0 | 0 | 0 | 0 | 0 | 0 | 0 | 0 | 0 | 0 | 0 | 0 | 0 | 0 | 0 | 0 | 0 | 0 | 0 | 0 | 0 | 0
Total Capital | 0 | 0 | 0 | 0 | 0 | 0 | 0 | 0 | 0 | 0 | 0 | 0 | 0 | 0 | 0 | 0 | 0 | 0 | 0 | 0 | 0 | 0 | 0 | 0 | 0 | 0 | 0 | 0 | 0 | 0 | 0 | 0 | 0 | 0 | 0 | 0 | 0 | 0 | 0 | 0 | 0
O&M: | 1 | 2 | 3 | 4 | 5 | 6 | 7 | 8 | 9 | 10 | 11 | 12 | 13 | 14 | 15 | 16 | 17 | 18 | 19 | 20 | 21 | 22 | 23 | 24 | 25 | 26 | 27 | 28 | 29 | 30 | 31 | 32 | 33 | 34 | 35 | 36 | 37 | 38 | 39 | 40 | 41
1) Incremental O&M Costs | 0 | 0 | 0 | 0 | 0 | 0 | 0 | 0 | 0 | 0 | 0 | 0 | 0 | 0 | 0 | 0 | 0 | 0 | 0 | 0 | 0 | 0 | 0 | 0 | 0 | 0 | 0 | 0 | 0 | 0 | 0 | 0 | 0 | 0 | 0 | 0 | 0 | 0 | 0 | 0 | 0
2) Incremental O&M Savings | 0 | 0 | 0 | 0 | 0 | 0 | 0 | 0 | 0 | 0 | 0 | 0 | 0 | 0 | 0 | 0 | 0 | 0 | 0 | 0 | 0 | 0 | 0 | 0 | 0 | 0 | 0 | 0 | 0 | 0 | 0 | 0 | 0 | 0 | 0 | 0 | 0 | 0 | 0 | 0 | 0
3) Energy Losses | 0 | 0 | 0 | 0 | 0 | 0 | 0 | 0 | 0 | 0 | 0 | 0 | 0 | 0 | 0 | 0 | 0 | 0 | 0 | 0 | 0 | 0 | 0 | 0 | 0 | 0 | 0 | 0 | 0 | 0 | 0 | 0 | 0 | 0 | 0 | 0 | 0 | 0 | 0 | 0 | 0
4) Insurance & Property Tax | 0 | 0 | 0 | 0 | 0 | 0 | 0 | 0 | 0 | 0 | 0 | 0 | 0 | 0 | 0 | 0 | 0 | 0 | 0 | 0 | 0 | 0 | 0 | 0 | 0 | 0 | 0 | 0 | 0 | 0 | 0 | 0 | 0 | 0 | 0 | 0 | 0 | 0 | 0 | 0 | 0
5) | 0 | 0 | 0 | 0 | 0 | 0 | 0 | 0 | 0 | 0 | 0 | 0 | 0 | 0 | 0 | 0 | 0 | 0 | 0 | 0 | 0 | 0 | 0 | 0 | 0 | 0 | 0 | 0 | 0 | 0 | 0 | 0 | 0 | 0 | 0 | 0 | 0 | 0 | 0 | 0 | 0
6) Early Retirement | 0 | 0 | 0 | 0 | 0 | 0 | 0 | 0 | 0 | 0 | 0 | 0 | 0 | 0 | 0 | 0 | 0 | 0 | 0 | 0 | 0 | 0 | 0 | 0 | 0 | 0 | 0 | 0 | 0 | 0 | 0 | 0 | 0 | 0 | 0 | 0 | 0 | 0 | 0 | 0 | 0
7) | 0 | 0 | 0 | 0 | 0 | 0 | 0 | 0 | 0 | 0 | 0 | 0 | 0 | 0 | 0 | 0 | 0 | 0 | 0 | 0 | 0 | 0 | 0 | 0 | 0 | 0 | 0 | 0 | 0 | 0 | 0 | 0 | 0 | 0 | 0 | 0 | 0 | 0 | 0 | 0 | 0
8) | 0 | 0 | 0 | 0 | 0 | 0 | 0 | 0 | 0 | 0 | 0 | 0 | 0 | 0 | 0 | 0 | 0 | 0 | 0 | 0 | 0 | 0 | 0 | 0 | 0 | 0 | 0 | 0 | 0 | 0 | 0 | 0 | 0 | 0 | 0 | 0 | 0 | 0 | 0 | 0 | 0
Total O&M | 0 | 0 | 0 | 0 | 0 | 0 | 0 | 0 | 0 | 0 | 0 | 0 | 0 | 0 | 0 | 0 | 0 | 0 | 0 | 0 | 0 | 0 | 0 | 0 | 0 | 0 | 0 | 0 | 0 | 0 | 0 | 0 | 0 | 0 | 0 | 0 | 0 | 0 | 0 | 0 | 0
Alternative 2 Name
Alternative 2 Description
Transmission Cost Impact
Year | 2015 | 2016 | 2017 | 2018 | 2019 | 2020 | 2021 | 2022 | 2023 | 2024 | 2025 | 2026 | 2027 | 2028 | 2029 | 2030 | 2031 | 2032 | 2033 | 2034 | 2035 | 2036 | 2037 | 2038 | 2039 | 2040 | 2041 | 2042 | 2043 | 2044 | 2045 | 2046 | 2047 | 2048 | 2049 | 2050 | 2051 | 2052 | 2053 | 2054 | 2055
YEARLY DEPRECIATION: | 1 | 2 | 3 | 4 | 5 | 6 | 7 | 8 | 9 | 10 | 11 | 12 | 13 | 14 | 15 | 16 | 17 | 18 | 19 | 20 | 21 | 22 | 23 | 24 | 25 | 26 | 27 | 28 | 29 | 30 | 31 | 32 | 33 | 34 | 35 | 36 | 37 | 38 | 39 | 40 | 41 | Rates
1) Transmission | 0 | 0 | 0 | 0 | 0 | 0 | 0 | 0 | 0 | 0 | 0 | 0 | 0 | 0 | 0 | 0 | 0 | 0 | 0 | 0 | 0 | 0 | 0 | 0 | 0 | 0 | 0 | 0 | 0 | 0 | 0 | 0 | 0 | 0 | 0 | 0 | 0 | 0 | 0 | 0 | 0 | 5%
2) | 0 | 0 | 0 | 0 | 0 | 0 | 0 | 0 | 0 | 0 | 0 | 0 | 0 | 0 | 0 | 0 | 0 | 0 | 0 | 0 | 0 | 0 | 0 | 0 | 0 | 0 | 0 | 0 | 0 | 0 | 0 | 0 | 0 | 0 | 0 | 0 | 0 | 0 | 0 | 0 | 0 | 0%
3) | 0 | 0 | 0 | 0 | 0 | 0 | 0 | 0 | 0 | 0 | 0 | 0 | 0 | 0 | 0 | 0 | 0 | 0 | 0 | 0 | 0 | 0 | 0 | 0 | 0 | 0 | 0 | 0 | 0 | 0 | 0 | 0 | 0 | 0 | 0 | 0 | 0 | 0 | 0 | 0 | 0 | 0%
4) | 0 | 0 | 0 | 0 | 0 | 0 | 0 | 0 | 0 | 0 | 0 | 0 | 0 | 0 | 0 | 0 | 0 | 0 | 0 | 0 | 0 | 0 | 0 | 0 | 0 | 0 | 0 | 0 | 0 | 0 | 0 | 0 | 0 | 0 | 0 | 0 | 0 | 0 | 0 | 0 | 0 | 0%
5) Transmission Communication | 0 | 0 | 0 | 0 | 0 | 0 | 0 | 0 | 0 | 0 | 0 | 0 | 0 | 0 | 0 | 0 | 0 | 0 | 0 | 0 | 0 | 0 | 0 | 0 | 0 | 0 | 0 | 0 | 0 | 0 | 0 | 0 | 0 | 0 | 0 | 0 | 0 | 0 | 0 | 0 | 0 | 0%
6) | 0 | 0 | 0 | 0 | 0 | 0 | 0 | 0 | 0 | 0 | 0 | 0 | 0 | 0 | 0 | 0 | 0 | 0 | 0 | 0 | 0 | 0 | 0 | 0 | 0 | 0 | 0 | 0 | 0 | 0 | 0 | 0 | 0 | 0 | 0 | 0 | 0 | 0 | 0 | 0 | 0 | 0%
7) | 0 | 0 | 0 | 0 | 0 | 0 | 0 | 0 | 0 | 0 | 0 | 0 | 0 | 0 | 0 | 0 | 0 | 0 | 0 | 0 | 0 | 0 | 0 | 0 | 0 | 0 | 0 | 0 | 0 | 0 | 0 | 0 | 0 | 0 | 0 | 0 | 0 | 0 | 0 | 0 | 0 | 0%
8) | 0 | 0 | 0 | 0 | 0 | 0 | 0 | 0 | 0 | 0 | 0 | 0 | 0 | 0 | 0 | 0 | 0 | 0 | 0 | 0 | 0 | 0 | 0 | 0 | 0 | 0 | 0 | 0 | 0 | 0 | 0 | 0 | 0 | 0 | 0 | 0 | 0 | 0 | 0 | 0 | 0 | 0%
Total Depreciation | 0 | 0 | 0 | 0 | 0 | 0 | 0 | 0 | 0 | 0 | 0 | 0 | 0 | 0 | 0 | 0 | 0 | 0 | 0 | 0 | 0 | 0 | 0 | 0 | 0 | 0 | 0 | 0 | 0 | 0 | 0 | 0 | 0 | 0 | 0 | 0 | 0 | 0 | 0 | 0 | 0
ACCUMULATED DEPRECIATION: | 1 | 2 | 3 | 4 | 5 | 6 | 7 | 8 | 9 | 10 | 11 | 12 | 13 | 14 | 15 | 16 | 17 | 18 | 19 | 20 | 21 | 22 | 23 | 24 | 25 | 26 | 27 | 28 | 29 | 30 | 31 | 32 | 33 | 34 | 35 | 36 | 37 | 38 | 39 | 40 | 41
1) Transmission | 0 | 0 | 0 | 0 | 0 | 0 | 0 | 0 | 0 | 0 | 0 | 0 | 0 | 0 | 0 | 0 | 0 | 0 | 0 | 0 | 0 | 0 | 0 | 0 | 0 | 0 | 0 | 0 | 0 | 0 | 0 | 0 | 0 | 0 | 0 | 0 | 0 | 0 | 0 | 0 | 0
2) | 0 | 0 | 0 | 0 | 0 | 0 | 0 | 0 | 0 | 0 | 0 | 0 | 0 | 0 | 0 | 0 | 0 | 0 | 0 | 0 | 0 | 0 | 0 | 0 | 0 | 0 | 0 | 0 | 0 | 0 | 0 | 0 | 0 | 0 | 0 | 0 | 0 | 0 | 0 | 0 | 0
3) | 0 | 0 | 0 | 0 | 0 | 0 | 0 | 0 | 0 | 0 | 0 | 0 | 0 | 0 | 0 | 0 | 0 | 0 | 0 | 0 | 0 | 0 | 0 | 0 | 0 | 0 | 0 | 0 | 0 | 0 | 0 | 0 | 0 | 0 | 0 | 0 | 0 | 0 | 0 | 0 | 0
4) | 0 | 0 | 0 | 0 | 0 | 0 | 0 | 0 | 0 | 0 | 0 | 0 | 0 | 0 | 0 | 0 | 0 | 0 | 0 | 0 | 0 | 0 | 0 | 0 | 0 | 0 | 0 | 0 | 0 | 0 | 0 | 0 | 0 | 0 | 0 | 0 | 0 | 0 | 0 | 0 | 0
5) Transmission Communication | 0 | 0 | 0 | 0 | 0 | 0 | 0 | 0 | 0 | 0 | 0 | 0 | 0 | 0 | 0 | 0 | 0 | 0 | 0 | 0 | 0 | 0 | 0 | 0 | 0 | 0 | 0 | 0 | 0 | 0 | 0 | 0 | 0 | 0 | 0 | 0 | 0 | 0 | 0 | 0 | 0
6) | 0 | 0 | 0 | 0 | 0 | 0 | 0 | 0 | 0 | 0 | 0 | 0 | 0 | 0 | 0 | 0 | 0 | 0 | 0 | 0 | 0 | 0 | 0 | 0 | 0 | 0 | 0 | 0 | 0 | 0 | 0 | 0 | 0 | 0 | 0 | 0 | 0 | 0 | 0 | 0 | 0
7) | 0 | 0 | 0 | 0 | 0 | 0 | 0 | 0 | 0 | 0 | 0 | 0 | 0 | 0 | 0 | 0 | 0 | 0 | 0 | 0 | 0 | 0 | 0 | 0 | 0 | 0 | 0 | 0 | 0 | 0 | 0 | 0 | 0 | 0 | 0 | 0 | 0 | 0 | 0 | 0 | 0
8) | 0 | 0 | 0 | 0 | 0 | 0 | 0 | 0 | 0 | 0 | 0 | 0 | 0 | 0 | 0 | 0 | 0 | 0 | 0 | 0 | 0 | 0 | 0 | 0 | 0 | 0 | 0 | 0 | 0 | 0 | 0 | 0 | 0 | 0 | 0 | 0 | 0 | 0 | 0 | 0 | 0
PROPERTY IN SERVICE (end yr): | 1 | 2 | 3 | 4 | 5 | 6 | 7 | 8 | 9 | 10 | 11 | 12 | 13 | 14 | 15 | 16 | 17 | 18 | 19 | 20 | 21 | 22 | 23 | 24 | 25 | 26 | 27 | 28 | 29 | 30 | 31 | 32 | 33 | 34 | 35 | 36 | 37 | 38 | 39 | 40 | 41
1) Transmission | 0 | 0 | 0 | 0 | 0 | 0 | 0 | 0 | 0 | 0 | 0 | 0 | 0 | 0 | 0 | 0 | 0 | 0 | 0 | 0 | 0 | 0 | 0 | 0 | 0 | 0 | 0 | 0 | 0 | 0 | 0 | 0 | 0 | 0 | 0 | 0 | 0 | 0 | 0 | 0 | 0
2) | 0 | 0 | 0 | 0 | 0 | 0 | 0 | 0 | 0 | 0 | 0 | 0 | 0 | 0 | 0 | 0 | 0 | 0 | 0 | 0 | 0 | 0 | 0 | 0 | 0 | 0 | 0 | 0 | 0 | 0 | 0 | 0 | 0 | 0 | 0 | 0 | 0 | 0 | 0 | 0 | 0
3) | 0 | 0 | 0 | 0 | 0 | 0 | 0 | 0 | 0 | 0 | 0 | 0 | 0 | 0 | 0 | 0 | 0 | 0 | 0 | 0 | 0 | 0 | 0 | 0 | 0 | 0 | 0 | 0 | 0 | 0 | 0 | 0 | 0 | 0 | 0 | 0 | 0 | 0 | 0 | 0 | 0
4) | 0 | 0 | 0 | 0 | 0 | 0 | 0 | 0 | 0 | 0 | 0 | 0 | 0 | 0 | 0 | 0 | 0 | 0 | 0 | 0 | 0 | 0 | 0 | 0 | 0 | 0 | 0 | 0 | 0 | 0 | 0 | 0 | 0 | 0 | 0 | 0 | 0 | 0 | 0 | 0 | 0
5) Transmission Communication | 0 | 0 | 0 | 0 | 0 | 0 | 0 | 0 | 0 | 0 | 0 | 0 | 0 | 0 | 0 | 0 | 0 | 0 | 0 | 0 | 0 | 0 | 0 | 0 | 0 | 0 | 0 | 0 | 0 | 0 | 0 | 0 | 0 | 0 | 0 | 0 | 0 | 0 | 0 | 0 | 0
6) | 0 | 0 | 0 | 0 | 0 | 0 | 0 | 0 | 0 | 0 | 0 | 0 | 0 | 0 | 0 | 0 | 0 | 0 | 0 | 0 | 0 | 0 | 0 | 0 | 0 | 0 | 0 | 0 | 0 | 0 | 0 | 0 | 0 | 0 | 0 | 0 | 0 | 0 | 0 | 0 | 0
7) | 0 | 0 | 0 | 0 | 0 | 0 | 0 | 0 | 0 | 0 | 0 | 0 | 0 | 0 | 0 | 0 | 0 | 0 | 0 | 0 | 0 | 0 | 0 | 0 | 0 | 0 | 0 | 0 | 0 | 0 | 0 | 0 | 0 | 0 | 0 | 0 | 0 | 0 | 0 | 0 | 0
8) | 0 | 0 | 0 | 0 | 0 | 0 | 0 | 0 | 0 | 0 | 0 | 0 | 0 | 0 | 0 | 0 | 0 | 0 | 0 | 0 | 0 | 0 | 0 | 0 | 0 | 0 | 0 | 0 | 0 | 0 | 0 | 0 | 0 | 0 | 0 | 0 | 0 | 0 | 0 | 0 | 0
Total Project Ratebase | 0 | 0 | 0 | 0 | 0 | 0 | 0 | 0 | 0 | 0 | 0 | 0 | 0 | 0 | 0 | 0 | 0 | 0 | 0 | 0 | 0 | 0 | 0 | 0 | 0 | 0 | 0 | 0 | 0 | 0 | 0 | 0 | 0 | 0 | 0 | 0 | 0 | 0 | 0 | 0 | 0
Alternative 2 Name |  |  | Return | Ratio | B.T. Cost | A.T. Cost
Alternative 2 Description |  | Debt | 5.739% | 60% | 3.444% | 3.444%
Transmission Cost Impact |  | Preferred | 0% | 0% | 0% | 0% |  | Tax Rate | 30%
|  | Common | 8.75% | 40% | 5% | 3.5%
[5 empty] | 8.444% | 6.944%
CASH FLOWS SUMMARY:
|  |  |  | Revenue Requirements |  |  |  | Revenue |  | Surplus | CPV at | Used
Year | Ratebase | Return | Dep'n | Inc. Tax | O&M | Total |  | Allowance |  | (Deficit) | 8.444% | Year
1 2015 | 0 | 0 | 0 | 0 | 0 | 0 | 2015 NPV | 0 |  | 0 | 0 | 1
2 2016 | 0 | 0 | 0 | 0 | 0 | 0 | 0 | 0 |  | 0 | 0 | 2 |  | 12723 | -33410003.6125
3 2017 | 0 | 0 | 0 | 0 | 0 | 0 |  | 0 |  | 0 | 0 | 3 |  | 12723 | -33410003.6125
4 2018 | 0 | 0 | 0 | 0 | 0 | 0 |  | 0 |  | 0 | 0 | 4 |  | 0 | 0
5 2019 | 0 | 0 | 0 | 0 | 0 | 0 |  | 0 |  | 0 | 0 | 5
6 2020 | 0 | 0 | 0 | 0 | 0 | 0 |  | 0 |  | 0 | 0 | 6 |  | changes: | #DIV/0!
7 2021 | 0 | 0 | 0 | 0 | 0 | 0 |  | 0 |  | 0 | 0 | 7
8 2022 | 0 | 0 | 0 | 0 | 0 | 0 |  | 0 |  | 0 | 0 | 8 |  | Cont 2nd | 12723
9 2023 | 0 | 0 | 0 | 0 | 0 | 0 |  | 0 |  | 0 | 0 | 9
10 2024 | 0 | 0 | 0 | 0 | 0 | 0 |  | 0 |  | 0 | 0 | 10 |  | Cont_changed | #DIV/0!
11 2025 | 0 | 0 | 0 | 0 | 0 | 0 |  | 0 |  | 0 | 0 | 11
12 2026 | 0 | 0 | 0 | 0 | 0 | 0 |  | 0 |  | 0 | 0 | 12
13 2027 | 0 | 0 | 0 | 0 | 0 | 0 |  | 0 |  | 0 | 0 | 13
14 2028 | 0 | 0 | 0 | 0 | 0 | 0 |  | 0 |  | 0 | 0 | 14
15 2029 | 0 | 0 | 0 | 0 | 0 | 0 |  | 0 |  | 0 | 0 | 15
16 2030 | 0 | 0 | 0 | 0 | 0 | 0 |  | 0 |  | 0 | 0 | 16
17 2031 | 0 | 0 | 0 | 0 | 0 | 0 |  | 0 |  | 0 | 0 | 17
18 2032 | 0 | 0 | 0 | 0 | 0 | 0 |  | 0 |  | 0 | 0 | 18
19 2033 | 0 | 0 | 0 | 0 | 0 | 0 |  | 0 |  | 0 | 0 | 19
20 2034 | 0 | 0 | 0 | 0 | 0 | 0 |  | 0 |  | 0 | 0 | 20
21 2035 | 0 | 0 | 0 | 0 | 0 | 0 |  | 0 |  | 0 | 0 | 21
22 2036 | 0 | 0 | 0 | 0 | 0 | 0 |  | 0 |  | 0 | 0 | 22
23 2037 | 0 | 0 | 0 | 0 | 0 | 0 |  | 0 |  | 0 | 0 | 23
24 2038 | 0 | 0 | 0 | 0 | 0 | 0 |  | 0 |  | 0 | 0 | 24
25 2039 | 0 | 0 | 0 | 0 | 0 | 0 |  | 0 |  | 0 | 0 | 25
26 2040 | 0 | 0 | 0 | 0 | 0 | 0 |  | 0 |  | 0 | 0 | 26
27 2041 | 0 | 0 | 0 | 0 | 0 | 0 |  | 0 |  | 0 | 0 | 27
28 2042 | 0 | 0 | 0 | 0 | 0 | 0 |  | 0 |  | 0 | 0 | 28
29 2043 | 0 | 0 | 0 | 0 | 0 | 0 |  | 0 |  | 0 | 0 | 29
30 2044 | 0 | 0 | 0 | 0 | 0 | 0 |  | 0 |  | 0 | 0 | 30
31 2045 | 0 | 0 | 0 | 0 | 0 | 0 |  | 0 |  | 0 | 0 | 31
32 2046 | 0 | 0 | 0 | 0 | 0 | 0 |  | 0 |  | 0 | 0 | 32
33 2047 | 0 | 0 | 0 | 0 | 0 | 0 |  | 0 |  | 0 | 0 | 33
34 2048 | 0 | 0 | 0 | 0 | 0 | 0 |  | 0 |  | 0 | 0 | 34
35 2049 | 0 | 0 | 0 | 0 | 0 | 0 |  | 0 |  | 0 | 0 | 35
36 2050 | 0 | 0 | 0 | 0 | 0 | 0 |  | 0 |  | 0 | 0 | 36
37 2051 | 0 | 0 | 0 | 0 | 0 | 0 |  | 0 |  | 0 | 0 | 37
38 2052 | 0 | 0 | 0 | 0 | 0 | 0 |  | 0 |  | 0 | 0 | 38
39 2053 | 0 | 0 | 0 | 0 | 0 | 0 |  | 0 |  | 0 | 0 | 39
40 2054 | 0 | 0 | 0 | 0 | 0 | 0 |  | 0 |  | 0 | 0 | 40
41 2055 | 0 | 0 | 0 | 0 | 0 | 0 |  | 0 |  | 0 | 0 | 41
Total Revenue Area: (combines the two revenue facades)
| 0 | 1 | 2 | 3 | 4 | 5 | 6 | 7 | 8 | 9 | 10 | 11 | 12 | 13 | 14 | 15 | 16 | 17 | 18 | 19 | 20 | 21 | 22 | 23 | 24 | 25 | 26 | 27 | 28 | 29 | 30 | 31 | 32 | 33 | 34 | 35 | 36 | 37 | 38 | 39 | 40
| 0 | 0 | 0 | 0 | 0 | 0 | 0 | 0 | 0 | 0 | 0 | 0 | 0 | 0 | 0 | 0 | 0 | 0 | 0 | 0 | 0 | 0 | 0 | 0 | 0 | 0 | 0 | 0 | 0 | 0 | 0 | 0 | 0 | 0 | 0 | 0 | 0 | 0 | 0 | 0 | 0
|  | 0 | 1 | 2 | 3 | 4 | 5 | 6 | 7 | 8 | 9 | 10 | 11 | 12 | 13 | 14 | 15 | 16 | 17 | 18 | 19 | 20 | 21 | 22 | 23 | 24 | 25 | 26 | 27 | 28 | 29 | 30 | 31 | 32 | 33 | 34 | 35 | 36 | 37 | 38 | 39

## Assumptions Alternative 3 (hidden)
ATCO Electric Project Economic Evaluation | [5 empty] | Input data in | blue
Alternative 3 Name
| Alternative 3 Description |  |  |  |  | Calculated on: | 2014-10-24 11:05
Cost Impact
Assumptions:
1 | Financial Parameters
| Distribution Capital Structure and Cost | [5 empty] | Generation Capital Structure and Cost | [5 empty] | Incremental Depreciation Rates: |  | Service Life | Rate
|  | Return | Ratio | B.T. Cost | A.T. Cost |  |  | Return | Ratio | B.T. Cost | A.T. Cost |  | Transmission |  | 20 | 5%
| Debt | 5.739% | 60% | 3.444% | 3.444% |  | Debt | 5.739% | 60% | 3.444% | 3.444% |  | Distribution |  | 20 | 5%
| Preferred | 0% | 0% | 0% | 0% |  | Preferred | 0% | 0% | 0% | 0% |  | Communication |  | 0 | 0%
| Common | 8.75% | 40% | 5% | 3.5% |  | Common | 8.75% | 40% | 5% | 3.5% |  | "D" Other |  | 0 | 0%
| TOTALS |  |  | 8.444% | 6.944% |  | TOTALS |  |  | 8.444% | 6.944%
| 0 | [5 empty] | 0 | [5 empty] | 0
| Income Taxes and Escalation |  |  |  | 2011 | 2012 | 2013 | 2014 | >=2015
| Federal and Provincial Income Tax |  |  |  | 31.5% | 30% | 30% | 30% | 30%
Escalation
|  | Capital (T&D) |  |  |  | 2% | 2% | 2% | 2%
|  | O & M (T&D) |  |  |  | 2% | 2% | 2% | 2%
(50/50 blend of rate of labour & materials)
| 0 |  |  | 2015 Income Taxes |  | 30%
2 | All analysis are based on |  | 11 | of costs.
3 | Embedded distribution capital and O&M costs are not considered in analysis.
4 | Base Year ($) |  | 2015
| In-Service Date |  | 2015
5 | Incremental Capital Spending:
|  |  | Annual Escalation Factor | 1 | 1.02 | 1.02 | 1.02 | 1.02 | 1.02 | 1.02 | 1.02 | 1.02 | 1.02 | 1.02 | 1.02 | 1.02 | 1.02 | 1.02 | 1.02 | 1.02 | 1.02 | 1.02 | 1.02 | 1.02 | 1.02 | 1.02 | 1.02 | 1.02 | 1.02 | 1.02 | 1.02 | 1.02 | 1.02 | 1.02 | 1.02 | 1.02 | 1.02 | 1.02 | 1.02 | 1.02 | 1.02 | 1.02 | 1.02 | 1.02
|  |  | Compounded Escalation Factor | 1 | 1.02 | 1.0404 | 1.0612 | 1.0824 | 1.1041 | 1.1262 | 1.1487 | 1.1717 | 1.1951 | 1.219 | 1.2434 | 1.2682 | 1.2936 | 1.3195 | 1.3459 | 1.3728 | 1.4002 | 1.4282 | 1.4568 | 1.4859 | 1.5157 | 1.546 | 1.5769 | 1.6084 | 1.6406 | 1.6734 | 1.7069 | 1.741 | 1.7758 | 1.8114 | 1.8476 | 1.8845 | 1.9222 | 1.9607 | 1.9999 | 2.0399 | 2.0807 | 2.1223 | 2.1647 | 2.208
|  |  | ISD Index | 1 | 0 | 0 | 0 | 0 | 0 | 0 | 0 | 0 | 0 | 0 | 0 | 0 | 0 | 0 | 0 | 0 | 0 | 0 | 0 | 0 | 0 | 0 | 0 | 0 | 0 | 0 | 0 | 0 | 0 | 0 | 0 | 0 | 0 | 0 | 0 | 0 | 0 | 0 | 0 | 0
|  |  |  | 2015 | 2016 | 2017 | 2018 | 2019 | 2020 | 2021 | 2022 | 2023 | 2024 | 2025 | 2026 | 2027 | 2028 | 2029 | 2030 | 2031 | 2032 | 2033 | 2034 | 2035 | 2036 | 2037 | 2038 | 2039 | 2040 | 2041 | 2042 | 2043 | 2044 | 2045 | 2046 | 2047 | 2048 | 2049 | 2050 | 2051 | 2052 | 2053 | 2054 | 2055
| Enter capital expenditures in 2015 dollars |  |  | 1 | 2 | 3 | 4 | 5 | 6 | 7 | 8 | 9 | 10 | 11 | 12 | 13 | 14 | 15 | 16 | 17 | 18 | 19 | 20 | 21 | 22 | 23 | 24 | 25 | 26 | 27 | 28 | 29 | 30 | 31 | 32 | 33 | 34 | 35 | 36 | 37 | 38 | 39 | 40 | 41 | Nom $ Total | Real $ Total
(include ES&G and Contingency)
| Transmission |  |  | 0 | 0 | 0 | 0 | 0 | 0 | 0 | 0 | 0 | 0 | 0 | 0 | 0 | 0 | 0 | 0 | 0 | 0 | 0 | 0 | 0 | 0 | 0 | 0 | 0 | 0 | 0 | 0 | 0 | 0 | 0 | 0 | 0 | 0 | 0 | 0 | 0 | 0 | 0 | 0 | 0 |  | 0
| (inflated) |  |  | 0 | 0 | 0 | 0 | 0 | 0 | 0 | 0 | 0 | 0 | 0 | 0 | 0 | 0 | 0 | 0 | 0 | 0 | 0 | 0 | 0 | 0 | 0 | 0 | 0 | 0 | 0 | 0 | 0 | 0 | 0 | 0 | 0 | 0 | 0 | 0 | 0 | 0 | 0 | 0 | 0 | 0
| Distribution |  |  | 0 | 0 | 0 | 0 | 0 | 0 | 0 | 0 | 0 | 0 | 0 | 0 | 0 | 0 | 0 | 0 | 0 | 0 | 0 | 0 | 0 | 0 | 0 | 0 | 0 | 0 | 0 | 0 | 0 | 0 | 0 | 0 | 0 | 0 | 0 | 0 | 0 | 0 | 0 | 0 | 0 |  | 0
| (inflated) |  |  | 0 | 0 | 0 | 0 | 0 | 0 | 0 | 0 | 0 | 0 | 0 | 0 | 0 | 0 | 0 | 0 | 0 | 0 | 0 | 0 | 0 | 0 | 0 | 0 | 0 | 0 | 0 | 0 | 0 | 0 | 0 | 0 | 0 | 0 | 0 | 0 | 0 | 0 | 0 | 0 | 0 | 0
| Distribution Communications |  |  | 0 | 0 | 0 | 0 | 0 | 0 | 0 | 0 | 0 | 0 | 0 | 0 | 0 | 0 | 0 | 0 | 0 | 0 | 0 | 0 | 0 | 0 | 0 | 0 | 0 | 0 | 0 | 0 | 0 | 0 | 0 | 0 | 0 | 0 | 0 | 0 | 0 | 0 | 0 | 0 | 0 |  | 0
| (inflated) |  |  | 0 | 0 | 0 | 0 | 0 | 0 | 0 | 0 | 0 | 0 | 0 | 0 | 0 | 0 | 0 | 0 | 0 | 0 | 0 | 0 | 0 | 0 | 0 | 0 | 0 | 0 | 0 | 0 | 0 | 0 | 0 | 0 | 0 | 0 | 0 | 0 | 0 | 0 | 0 | 0 | 0 | 0
| Transmission Communications |  |  | 0 | 0 | 0 | 0 | 0 | 0 | 0 | 0 | 0 | 0 | 0 | 0 | 0 | 0 | 0 | 0 | 0 | 0 | 0 | 0 | 0 | 0 | 0 | 0 | 0 | 0 | 0 | 0 | 0 | 0 | 0 | 0 | 0 | 0 | 0 | 0 | 0 | 0 | 0 | 0 | 0 |  | 0
| (inflated) | (Telecom / Telecontrol) |  | 0 | 0 | 0 | 0 | 0 | 0 | 0 | 0 | 0 | 0 | 0 | 0 | 0 | 0 | 0 | 0 | 0 | 0 | 0 | 0 | 0 | 0 | 0 | 0 | 0 | 0 | 0 | 0 | 0 | 0 | 0 | 0 | 0 | 0 | 0 | 0 | 0 | 0 | 0 | 0 | 0 | 0
| Distribution Other |  |  | 0 | 0 | 0 | 0 | 0 | 0 | 0 | 0 | 0 | 0 | 0 | 0 | 0 | 0 | 0 | 0 | 0 | 0 | 0 | 0 | 0 | 0 | 0 | 0 | 0 | 0 | 0 | 0 | 0 | 0 | 0 | 0 | 0 | 0 | 0 | 0 | 0 | 0 | 0 | 0 | 0 |  | 0
| (inflated) |  |  | 0 | 0 | 0 | 0 | 0 | 0 | 0 | 0 | 0 | 0 | 0 | 0 | 0 | 0 | 0 | 0 | 0 | 0 | 0 | 0 | 0 | 0 | 0 | 0 | 0 | 0 | 0 | 0 | 0 | 0 | 0 | 0 | 0 | 0 | 0 | 0 | 0 | 0 | 0 | 0 | 0 | 0
| Total Capital Cost (2015$) |  |  | 0 | 0 | 0 | 0 | 0 | 0 | 0 | 0 | 0 | 0 | 0 | 0 | 0 | 0 | 0 | 0 | 0 | 0 | 0 | 0 | 0 | 0 | 0 | 0 | 0 | 0 | 0 | 0 | 0 | 0 | 0 | 0 | 0 | 0 | 0 | 0 | 0 | 0 | 0 | 0 | 0
| Total Capital Cost (Nom$) |  |  | 0 | 0 | 0 | 0 | 0 | 0 | 0 | 0 | 0 | 0 | 0 | 0 | 0 | 0 | 0 | 0 | 0 | 0 | 0 | 0 | 0 | 0 | 0 | 0 | 0 | 0 | 0 | 0 | 0 | 0 | 0 | 0 | 0 | 0 | 0 | 0 | 0 | 0 | 0 | 0 | 0 | 0 | 0
Source:
6 | AFUDC Calculation & Ratebase:
|  | Calculate AFUDC | No | 2015 1: (yes or no)
|  |  |  | 2015 | 2016 | 2017 | 2018 | 2019 | 2020 | 2021 | 2022 | 2023 | 2024 | 2025 | 2026 | 2027 | 2028 | 2029 | 2030 | 2031 | 2032 | 2033 | 2034 | 2035 | 2036 | 2037 | 2038 | 2039 | 2040 | 2041 | 2042 | 2043 | 2044 | 2045 | 2046 | 2047 | 2048 | 2049 | 2050 | 2051 | 2052 | 2053 | 2054 | 2055 | Total Capital w/
| Transmission |  |  | 1 | 2 | 3 | 4 | 5 | 6 | 7 | 8 | 9 | 10 | 11 | 12 | 13 | 14 | 15 | 16 | 17 | 18 | 19 | 20 | 21 | 22 | 23 | 24 | 25 | 26 | 27 | 28 | 29 | 30 | 31 | 32 | 33 | 34 | 35 | 36 | 37 | 38 | 39 | 40 | 41 | escalation & AFUDC
|  |  | Opening Balance | 0 | 0 | 0 | 0 | 0 | 0 | 0 | 0 | 0 | 0 | 0 | 0 | 0 | 0 | 0 | 0 | 0 | 0 | 0 | 0 | 0 | 0 | 0 | 0 | 0 | 0 | 0 | 0 | 0 | 0 | 0 | 0 | 0 | 0 | 0 | 0 | 0 | 0 | 0 | 0 | 0
|  |  | Capital Addition | 0 | 0 | 0 | 0 | 0 | 0 | 0 | 0 | 0 | 0 | 0 | 0 | 0 | 0 | 0 | 0 | 0 | 0 | 0 | 0 | 0 | 0 | 0 | 0 | 0 | 0 | 0 | 0 | 0 | 0 | 0 | 0 | 0 | 0 | 0 | 0 | 0 | 0 | 0 | 0 | 0
|  |  | 6.944% | 0 | 0 | 0 | 0 | 0 | 0 | 0 | 0 | 0 | 0 | 0 | 0 | 0 | 0 | 0 | 0 | 0 | 0 | 0 | 0 | 0 | 0 | 0 | 0 | 0 | 0 | 0 | 0 | 0 | 0 | 0 | 0 | 0 | 0 | 0 | 0 | 0 | 0 | 0 | 0 | 0
|  |  | RATEBASE | 0 | 0 | 0 | 0 | 0 | 0 | 0 | 0 | 0 | 0 | 0 | 0 | 0 | 0 | 0 | 0 | 0 | 0 | 0 | 0 | 0 | 0 | 0 | 0 | 0 | 0 | 0 | 0 | 0 | 0 | 0 | 0 | 0 | 0 | 0 | 0 | 0 | 0 | 0 | 0 | 0 | 0
Distribution
|  |  | Opening Balance | 0 | 0 | 0 | 0 | 0 | 0 | 0 | 0 | 0 | 0 | 0 | 0 | 0 | 0 | 0 | 0 | 0 | 0 | 0 | 0 | 0 | 0 | 0 | 0 | 0 | 0 | 0 | 0 | 0 | 0 | 0 | 0 | 0 | 0 | 0 | 0 | 0 | 0 | 0 | 0 | 0
|  |  | Capital Addition | 0 | 0 | 0 | 0 | 0 | 0 | 0 | 0 | 0 | 0 | 0 | 0 | 0 | 0 | 0 | 0 | 0 | 0 | 0 | 0 | 0 | 0 | 0 | 0 | 0 | 0 | 0 | 0 | 0 | 0 | 0 | 0 | 0 | 0 | 0 | 0 | 0 | 0 | 0 | 0 | 0
|  |  | 6.944% | 0 | 0 | 0 | 0 | 0 | 0 | 0 | 0 | 0 | 0 | 0 | 0 | 0 | 0 | 0 | 0 | 0 | 0 | 0 | 0 | 0 | 0 | 0 | 0 | 0 | 0 | 0 | 0 | 0 | 0 | 0 | 0 | 0 | 0 | 0 | 0 | 0 | 0 | 0 | 0 | 0
|  |  | RATEBASE | 0 | 0 | 0 | 0 | 0 | 0 | 0 | 0 | 0 | 0 | 0 | 0 | 0 | 0 | 0 | 0 | 0 | 0 | 0 | 0 | 0 | 0 | 0 | 0 | 0 | 0 | 0 | 0 | 0 | 0 | 0 | 0 | 0 | 0 | 0 | 0 | 0 | 0 | 0 | 0 | 0 | 0
Distribution Communications
|  |  | Opening Balance | 0 | 0 | 0 | 0 | 0 | 0 | 0 | 0 | 0 | 0 | 0 | 0 | 0 | 0 | 0 | 0 | 0 | 0 | 0 | 0 | 0 | 0 | 0 | 0 | 0 | 0 | 0 | 0 | 0 | 0 | 0 | 0 | 0 | 0 | 0 | 0 | 0 | 0 | 0 | 0 | 0
|  |  | Capital Addition | 0 | 0 | 0 | 0 | 0 | 0 | 0 | 0 | 0 | 0 | 0 | 0 | 0 | 0 | 0 | 0 | 0 | 0 | 0 | 0 | 0 | 0 | 0 | 0 | 0 | 0 | 0 | 0 | 0 | 0 | 0 | 0 | 0 | 0 | 0 | 0 | 0 | 0 | 0 | 0 | 0
|  |  | 6.944% | 0 | 0 | 0 | 0 | 0 | 0 | 0 | 0 | 0 | 0 | 0 | 0 | 0 | 0 | 0 | 0 | 0 | 0 | 0 | 0 | 0 | 0 | 0 | 0 | 0 | 0 | 0 | 0 | 0 | 0 | 0 | 0 | 0 | 0 | 0 | 0 | 0 | 0 | 0 | 0 | 0
|  |  | RATEBASE | 0 | 0 | 0 | 0 | 0 | 0 | 0 | 0 | 0 | 0 | 0 | 0 | 0 | 0 | 0 | 0 | 0 | 0 | 0 | 0 | 0 | 0 | 0 | 0 | 0 | 0 | 0 | 0 | 0 | 0 | 0 | 0 | 0 | 0 | 0 | 0 | 0 | 0 | 0 | 0 | 0 | 0
Transmission Communications
|  |  | Opening Balance | 0 | 0 | 0 | 0 | 0 | 0 | 0 | 0 | 0 | 0 | 0 | 0 | 0 | 0 | 0 | 0 | 0 | 0 | 0 | 0 | 0 | 0 | 0 | 0 | 0 | 0 | 0 | 0 | 0 | 0 | 0 | 0 | 0 | 0 | 0 | 0 | 0 | 0 | 0 | 0 | 0
|  |  | Capital Addition | 0 | 0 | 0 | 0 | 0 | 0 | 0 | 0 | 0 | 0 | 0 | 0 | 0 | 0 | 0 | 0 | 0 | 0 | 0 | 0 | 0 | 0 | 0 | 0 | 0 | 0 | 0 | 0 | 0 | 0 | 0 | 0 | 0 | 0 | 0 | 0 | 0 | 0 | 0 | 0 | 0
|  |  | 6.944% | 0 | 0 | 0 | 0 | 0 | 0 | 0 | 0 | 0 | 0 | 0 | 0 | 0 | 0 | 0 | 0 | 0 | 0 | 0 | 0 | 0 | 0 | 0 | 0 | 0 | 0 | 0 | 0 | 0 | 0 | 0 | 0 | 0 | 0 | 0 | 0 | 0 | 0 | 0 | 0 | 0
|  |  | RATEBASE | 0 | 0 | 0 | 0 | 0 | 0 | 0 | 0 | 0 | 0 | 0 | 0 | 0 | 0 | 0 | 0 | 0 | 0 | 0 | 0 | 0 | 0 | 0 | 0 | 0 | 0 | 0 | 0 | 0 | 0 | 0 | 0 | 0 | 0 | 0 | 0 | 0 | 0 | 0 | 0 | 0 | 0
Distribution Other
|  |  | Opening Balance | 0 | 0 | 0 | 0 | 0 | 0 | 0 | 0 | 0 | 0 | 0 | 0 | 0 | 0 | 0 | 0 | 0 | 0 | 0 | 0 | 0 | 0 | 0 | 0 | 0 | 0 | 0 | 0 | 0 | 0 | 0 | 0 | 0 | 0 | 0 | 0 | 0 | 0 | 0 | 0 | 0
|  |  | Capital Addition | 0 | 0 | 0 | 0 | 0 | 0 | 0 | 0 | 0 | 0 | 0 | 0 | 0 | 0 | 0 | 0 | 0 | 0 | 0 | 0 | 0 | 0 | 0 | 0 | 0 | 0 | 0 | 0 | 0 | 0 | 0 | 0 | 0 | 0 | 0 | 0 | 0 | 0 | 0 | 0 | 0
|  |  | 6.944% | 0 | 0 | 0 | 0 | 0 | 0 | 0 | 0 | 0 | 0 | 0 | 0 | 0 | 0 | 0 | 0 | 0 | 0 | 0 | 0 | 0 | 0 | 0 | 0 | 0 | 0 | 0 | 0 | 0 | 0 | 0 | 0 | 0 | 0 | 0 | 0 | 0 | 0 | 0 | 0 | 0
|  |  | RATEBASE | 0 | 0 | 0 | 0 | 0 | 0 | 0 | 0 | 0 | 0 | 0 | 0 | 0 | 0 | 0 | 0 | 0 | 0 | 0 | 0 | 0 | 0 | 0 | 0 | 0 | 0 | 0 | 0 | 0 | 0 | 0 | 0 | 0 | 0 | 0 | 0 | 0 | 0 | 0 | 0 | 0 | 0
Total Rate Base
|  |  | Opening Balance | 0 | 0 | 0 | 0 | 0 | 0 | 0 | 0 | 0 | 0 | 0 | 0 | 0 | 0 | 0 | 0 | 0 | 0 | 0 | 0 | 0 | 0 | 0 | 0 | 0 | 0 | 0 | 0 | 0 | 0 | 0 | 0 | 0 | 0 | 0 | 0 | 0 | 0 | 0 | 0 | 0
|  |  | Capital Addition | 0 | 0 | 0 | 0 | 0 | 0 | 0 | 0 | 0 | 0 | 0 | 0 | 0 | 0 | 0 | 0 | 0 | 0 | 0 | 0 | 0 | 0 | 0 | 0 | 0 | 0 | 0 | 0 | 0 | 0 | 0 | 0 | 0 | 0 | 0 | 0 | 0 | 0 | 0 | 0 | 0
|  |  | AFUDC | 0 | 0 | 0 | 0 | 0 | 0 | 0 | 0 | 0 | 0 | 0 | 0 | 0 | 0 | 0 | 0 | 0 | 0 | 0 | 0 | 0 | 0 | 0 | 0 | 0 | 0 | 0 | 0 | 0 | 0 | 0 | 0 | 0 | 0 | 0 | 0 | 0 | 0 | 0 | 0 | 0
|  |  | RATEBASE | 0 | 0 | 0 | 0 | 0 | 0 | 0 | 0 | 0 | 0 | 0 | 0 | 0 | 0 | 0 | 0 | 0 | 0 | 0 | 0 | 0 | 0 | 0 | 0 | 0 | 0 | 0 | 0 | 0 | 0 | 0 | 0 | 0 | 0 | 0 | 0 | 0 | 0 | 0 | 0 | 0 | 0
7 | Incremental Operation and Maintenance Costs:
|  |  | Annual Escalation Factor | 1 | 1.02 | 1.02 | 1.02 | 1.02 | 1.02 | 1.02 | 1.02 | 1.02 | 1.02 | 1.02 | 1.02 | 1.02 | 1.02 | 1.02 | 1.02 | 1.02 | 1.02 | 1.02 | 1.02 | 1.02 | 1.02 | 1.02 | 1.02 | 1.02 | 1.02 | 1.02 | 1.02 | 1.02 | 1.02 | 1.02 | 1.02 | 1.02 | 1.02 | 1.02 | 1.02 | 1.02 | 1.02 | 1.02 | 1.02 | 1.02
|  |  | Compounded Escalation Factor | 1 | 1.02 | 1.0404 | 1.0612 | 1.0824 | 1.1041 | 1.1262 | 1.1487 | 1.1717 | 1.1951 | 1.219 | 1.2434 | 1.2682 | 1.2936 | 1.3195 | 1.3459 | 1.3728 | 1.4002 | 1.4282 | 1.4568 | 1.4859 | 1.5157 | 1.546 | 1.5769 | 1.6084 | 1.6406 | 1.6734 | 1.7069 | 1.741 | 1.7758 | 1.8114 | 1.8476 | 1.8845 | 1.9222 | 1.9607 | 1.9999 | 2.0399 | 2.0807 | 2.1223 | 2.1647 | 2.208
|  |  | ISD Index | 1 | 0 | 0 | 0 | 0 | 0 | 0 | 0 | 0 | 0 | 0 | 0 | 0 | 0 | 0 | 0 | 0 | 0 | 0 | 0 | 0 | 0 | 0 | 0 | 0 | 0 | 0 | 0 | 0 | 0 | 0 | 0 | 0 | 0 | 0 | 0 | 0 | 0 | 0 | 0 | 0
| O&M Calculated based on Percentage of Rate Base (Nom$) |  |  | (yes or no) 2016 2: Yes; (yes or no) 2017 3: (yes or no)
If non-linear O&M is required, manually input the data into the Manual Input table.
O & M based on a percentage of capital cost at ISD, escalated thereafter.
|  |  |  | 2015 | 2016 | 2017 | 2018 | 2019 | 2020 | 2021 | 2022 | 2023 | 2024 | 2025 | 2026 | 2027 | 2028 | 2029 | 2030 | 2031 | 2032 | 2033 | 2034 | 2035 | 2036 | 2037 | 2038 | 2039 | 2040 | 2041 | 2042 | 2043 | 2044 | 2045 | 2046 | 2047 | 2048 | 2049 | 2050 | 2051 | 2052 | 2053 | 2054 | 2055
|  |  | O&M Rates | 1 | 2 | 3 | 4 | 5 | 6 | 7 | 8 | 9 | 10 | 11 | 12 | 13 | 14 | 15 | 16 | 17 | 18 | 19 | 20 | 21 | 22 | 23 | 24 | 25 | 26 | 27 | 28 | 29 | 30 | 31 | 32 | 33 | 34 | 35 | 36 | 37 | 38 | 39 | 40 | 41
| Transmission Rate = |  | 0% | 0 | 0 | 0 | 0 | 0 | 0 | 0 | 0 | 0 | 0 | 0 | 0 | 0 | 0 | 0 | 0 | 0 | 0 | 0 | 0 | 0 | 0 | 0 | 0 | 0 | 0 | 0 | 0 | 0 | 0 | 0 | 0 | 0 | 0 | 0 | 0 | 0 | 0 | 0 | 0 | 0
| Distribution Rate = |  | 0% | 0 | 0 | 0 | 0 | 0 | 0 | 0 | 0 | 0 | 0 | 0 | 0 | 0 | 0 | 0 | 0 | 0 | 0 | 0 | 0 | 0 | 0 | 0 | 0 | 0 | 0 | 0 | 0 | 0 | 0 | 0 | 0 | 0 | 0 | 0 | 0 | 0 | 0 | 0 | 0 | 0
| Distribution Communications Rate = |  | 0% | 0 | 0 | 0 | 0 | 0 | 0 | 0 | 0 | 0 | 0 | 0 | 0 | 0 | 0 | 0 | 0 | 0 | 0 | 0 | 0 | 0 | 0 | 0 | 0 | 0 | 0 | 0 | 0 | 0 | 0 | 0 | 0 | 0 | 0 | 0 | 0 | 0 | 0 | 0 | 0 | 0
| Transmission Communications Rate = |  | 0% | 0 | 0 | 0 | 0 | 0 | 0 | 0 | 0 | 0 | 0 | 0 | 0 | 0 | 0 | 0 | 0 | 0 | 0 | 0 | 0 | 0 | 0 | 0 | 0 | 0 | 0 | 0 | 0 | 0 | 0 | 0 | 0 | 0 | 0 | 0 | 0 | 0 | 0 | 0 | 0 | 0
| Distribution Other Rate = |  | 0% | 0 | 0 | 0 | 0 | 0 | 0 | 0 | 0 | 0 | 0 | 0 | 0 | 0 | 0 | 0 | 0 | 0 | 0 | 0 | 0 | 0 | 0 | 0 | 0 | 0 | 0 | 0 | 0 | 0 | 0 | 0 | 0 | 0 | 0 | 0 | 0 | 0 | 0 | 0 | 0 | 0
|  | Total |  | 0 | 0 | 0 | 0 | 0 | 0 | 0 | 0 | 0 | 0 | 0 | 0 | 0 | 0 | 0 | 0 | 0 | 0 | 0 | 0 | 0 | 0 | 0 | 0 | 0 | 0 | 0 | 0 | 0 | 0 | 0 | 0 | 0 | 0 | 0 | 0 | 0 | 0 | 0 | 0 | 0
O&M Manual Input (2015$)
|  |  |  | 1 | 2 | 3 | 4 | 5 | 6 | 7 | 8 | 9 | 10 | 11 | 12 | 13 | 14 | 15 | 16 | 17 | 18 | 19 | 20 | 21 | 22 | 23 | 24 | 25 | 26 | 27 | 28 | 29 | 30 | 31 | 32 | 33 | 34 | 35 | 36 | 37 | 38 | 39 | 40 | 41
|  | Transmission O&M |  | 0 | 0 | 0 | 0 | 0 | 0 | 0 | 0 | 0 | 0 | 0 | 0 | 0 | 0 | 0 | 0 | 0 | 0 | 0 | 0 | 0 | 0 | 0 | 0 | 0 | 0 | 0 | 0 | 0 | 0 | 0 | 0 | 0 | 0 | 0 | 0 | 0 | 0 | 0 | 0 | 0
|  | Distribution O&M |  | 0 | 0 | 0 | 0 | 0 | 0 | 0 | 0 | 0 | 0 | 0 | 0 | 0 | 0 | 0 | 0 | 0 | 0 | 0 | 0 | 0 | 0 | 0 | 0 | 0 | 0 | 0 | 0 | 0 | 0 | 0 | 0 | 0 | 0 | 0 | 0 | 0 | 0 | 0 | 0 | 0
|  | Distribution Communications O&M |  | 0 | 0 | 0 | 0 | 0 | 0 | 0 | 0 | 0 | 0 | 0 | 0 | 0 | 0 | 0 | 0 | 0 | 0 | 0 | 0 | 0 | 0 | 0 | 0 | 0 | 0 | 0 | 0 | 0 | 0 | 0 | 0 | 0 | 0 | 0 | 0 | 0 | 0 | 0 | 0 | 0
|  | Transmission Communications O&M |  | 0 | 0 | 0 | 0 | 0 | 0 | 0 | 0 | 0 | 0 | 0 | 0 | 0 | 0 | 0 | 0 | 0 | 0 | 0 | 0 | 0 | 0 | 0 | 0 | 0 | 0 | 0 | 0 | 0 | 0 | 0 | 0 | 0 | 0 | 0 | 0 | 0 | 0 | 0 | 0 | 0
|  | Distribution Other O&M |  | 0 | 0 | 0 | 0 | 0 | 0 | 0 | 0 | 0 | 0 | 0 | 0 | 0 | 0 | 0 | 0 | 0 | 0 | 0 | 0 | 0 | 0 | 0 | 0 | 0 | 0 | 0 | 0 | 0 | 0 | 0 | 0 | 0 | 0 | 0 | 0 | 0 | 0 | 0 | 0 | 0
|  |  |  | 0 | 0 | 0 | 0 | 0 | 0 | 0 | 0 | 0 | 0 | 0 | 0 | 0 | 0 | 0 | 0 | 0 | 0 | 0 | 0 | 0 | 0 | 0 | 0 | 0 | 0 | 0 | 0 | 0 | 0 | 0 | 0 | 0 | 0 | 0 | 0 | 0 | 0 | 0 | 0 | 0
Escalated Manually Input O&M (Nom$)
|  |  |  | 1 | 2 | 3 | 4 | 5 | 6 | 7 | 8 | 9 | 10 | 11 | 12 | 13 | 14 | 15 | 16 | 17 | 18 | 19 | 20 | 21 | 22 | 23 | 24 | 25 | 26 | 27 | 28 | 29 | 30 | 31 | 32 | 33 | 34 | 35 | 36 | 37 | 38 | 39 | 40 | 41
|  | Transmission O&M |  | 0 | 0 | 0 | 0 | 0 | 0 | 0 | 0 | 0 | 0 | 0 | 0 | 0 | 0 | 0 | 0 | 0 | 0 | 0 | 0 | 0 | 0 | 0 | 0 | 0 | 0 | 0 | 0 | 0 | 0 | 0 | 0 | 0 | 0 | 0 | 0 | 0 | 0 | 0 | 0 | 0
|  | Distribution O&M |  | 0 | 0 | 0 | 0 | 0 | 0 | 0 | 0 | 0 | 0 | 0 | 0 | 0 | 0 | 0 | 0 | 0 | 0 | 0 | 0 | 0 | 0 | 0 | 0 | 0 | 0 | 0 | 0 | 0 | 0 | 0 | 0 | 0 | 0 | 0 | 0 | 0 | 0 | 0 | 0 | 0
|  | Distribution Communications O&M |  | 0 | 0 | 0 | 0 | 0 | 0 | 0 | 0 | 0 | 0 | 0 | 0 | 0 | 0 | 0 | 0 | 0 | 0 | 0 | 0 | 0 | 0 | 0 | 0 | 0 | 0 | 0 | 0 | 0 | 0 | 0 | 0 | 0 | 0 | 0 | 0 | 0 | 0 | 0 | 0 | 0
|  | Transmission Communications O&M |  | 0 | 0 | 0 | 0 | 0 | 0 | 0 | 0 | 0 | 0 | 0 | 0 | 0 | 0 | 0 | 0 | 0 | 0 | 0 | 0 | 0 | 0 | 0 | 0 | 0 | 0 | 0 | 0 | 0 | 0 | 0 | 0 | 0 | 0 | 0 | 0 | 0 | 0 | 0 | 0 | 0
|  | Distribution Other O&M |  | 0 | 0 | 0 | 0 | 0 | 0 | 0 | 0 | 0 | 0 | 0 | 0 | 0 | 0 | 0 | 0 | 0 | 0 | 0 | 0 | 0 | 0 | 0 | 0 | 0 | 0 | 0 | 0 | 0 | 0 | 0 | 0 | 0 | 0 | 0 | 0 | 0 | 0 | 0 | 0 | 0
|  |  |  | 0 | 0 | 0 | 0 | 0 | 0 | 0 | 0 | 0 | 0 | 0 | 0 | 0 | 0 | 0 | 0 | 0 | 0 | 0 | 0 | 0 | 0 | 0 | 0 | 0 | 0 | 0 | 0 | 0 | 0 | 0 | 0 | 0 | 0 | 0 | 0 | 0 | 0 | 0 | 0 | 0
Source:
8 | Incremental Annual Operation and Maintenance Savings:
Manually input the continuous O&M savings. The savings will appear at the ISD and will automatically extrapolate thereafter.
If there are non-continuous savings, manually input the amounts in the corresponding years as negative numbers in the above Section #7.
[5 empty] | Savings in |  |  | Escalated
[5 empty] | 2015 Dollars | (Enter negative numbers) |  | Savings in ISD Year (2015)
|  |  | Transmission | 2: 0; 5: 0
|  |  | Distribution | 2: 0; 5: 0
|  |  | Distribution Communications | 2: 0; 5: 0
|  |  | Transmission Communications | 2: 0; 5: 0
|  |  | Distribution Other | 2: 0; 5: 0
[5 empty] | 0 |  |  | 0
|  |  | Source: | 2: Savings will be escalated after year 1
9 | Load and Assumptions:
If additional load is required in subsequent years, manually input the data in corresponding years. This is for information only.
[6 empty] | Distribution | Transmission
| Current Peak Load: |  | 0 | 1: Load Factor:; 3: 80%; 4: 83%
| Load Growth Forecast: |  | 0% | 1: Loss Factor:; 3: 65.27%; 4: 70.03%
|  |  |  | Growth Loss Factor: |  | 0% | 0%
Source: Bruce Ramsay, Load Research
|  |  |  | 1 | 2 | 3 | 4 | 5 | 6 | 7 | 8 | 9 | 10 | 11 | 12 | 13 | 14 | 15 | 16 | 17 | 18 | 19 | 20 | 21 | 22 | 23 | 24 | 25 | 26 | 27 | 28 | 29 | 30 | 31 | 32 | 33 | 34 | 35 | 36 | 37 | 38 | 39 | 40 | 41
|  |  |  | 2015 | 2016 | 2017 | 2018 | 2019 | 2020 | 2021 | 2022 | 2023 | 2024 | 2025 | 2026 | 2027 | 2028 | 2029 | 2030 | 2031 | 2032 | 2033 | 2034 | 2035 | 2036 | 2037 | 2038 | 2039 | 2040 | 2041 | 2042 | 2043 | 2044 | 2045 | 2046 | 2047 | 2048 | 2049 | 2050 | 2051 | 2052 | 2053 | 2054 | 2055
|  |  | Peak Load: | 0 | 0 | 0 | 0 | 0 | 0 | 0 | 0 | 0 | 0 | 0 | 0 | 0 | 0 | 0 | 0 | 0 | 0 | 0 | 0 | 0 | 0 | 0 | 0 | 0 | 0 | 0 | 0 | 0 | 0 | 0 | 0 | 0 | 0 | 0 | 0 | 0 | 0 | 0 | 0 | 0
|  |  | Manual Load Input: | 0 | 0 | 0 | 0 | 0 | 0 | 0 | 0 | 0 | 0 | 0 | 0 | 0 | 0 | 0 | 0 | 0 | 0 | 0 | 0 | 0 | 0 | 0 | 0 | 0 | 0 | 0 | 0 | 0 | 0 | 0 | 0 | 0 | 0 | 0 | 0 | 0 | 0 | 0 | 0 | 0
|  |  | TOTAL Load: | 0 | 0 | 0 | 0 | 0 | 0 | 0 | 0 | 0 | 0 | 0 | 0 | 0 | 0 | 0 | 0 | 0 | 0 | 0 | 0 | 0 | 0 | 0 | 0 | 0 | 0 | 0 | 0 | 0 | 0 | 0 | 0 | 0 | 0 | 0 | 0 | 0 | 0 | 0 | 0 | 0
Source:
10 | Distribution Peak Line Losses:
(yes or no)
|  | Distribution Losses @ ISD: | 0 | Source: Bruce Ramsay, Load Research 1 2015: Future losses based on Growth Loss Factor; Source: Bruce Ramsay, Load Research 4 2018: Yes; Source: Bruce Ramsay, Load Research 5 2019: (if no, manually input the Losses in the corresponding year)
|  |  |  | 1 | 2 | 3 | 4 | 5 | 6 | 7 | 8 | 9 | 10 | 11 | 12 | 13 | 14 | 15 | 16 | 17 | 18 | 19 | 20 | 21 | 22 | 23 | 24 | 25 | 26 | 27 | 28 | 29 | 30 | 31 | 32 | 33 | 34 | 35 | 36 | 37 | 38 | 39 | 40 | 41
|  |  |  | 2015 | 2016 | 2017 | 2018 | 2019 | 2020 | 2021 | 2022 | 2023 | 2024 | 2025 | 2026 | 2027 | 2028 | 2029 | 2030 | 2031 | 2032 | 2033 | 2034 | 2035 | 2036 | 2037 | 2038 | 2039 | 2040 | 2041 | 2042 | 2043 | 2044 | 2045 | 2046 | 2047 | 2048 | 2049 | 2050 | 2051 | 2052 | 2053 | 2054 | 2055
|  |  | Distribution Peak Losses: | 0 | 0 | 0 | 0 | 0 | 0 | 0 | 0 | 0 | 0 | 0 | 0 | 0 | 0 | 0 | 0 | 0 | 0 | 0 | 0 | 0 | 0 | 0 | 0 | 0 | 0 | 0 | 0 | 0 | 0 | 0 | 0 | 0 | 0 | 0 | 0 | 0 | 0 | 0 | 0 | 0
|  |  | Manual Loss Input: | 0 | 0 | 0 | 0 | 0 | 0 | 0 | 0 | 0 | 0 | 0 | 0 | 0 | 0 | 0 | 0 | 0 | 0 | 0 | 0 | 0 | 0 | 0 | 0 | 0 | 0 | 0 | 0 | 0 | 0 | 0 | 0 | 0 | 0 | 0 | 0 | 0 | 0 | 0 | 0 | 0
|  |  | TOTAL: | 0 | 0 | 0 | 0 | 0 | 0 | 0 | 0 | 0 | 0 | 0 | 0 | 0 | 0 | 0 | 0 | 0 | 0 | 0 | 0 | 0 | 0 | 0 | 0 | 0 | 0 | 0 | 0 | 0 | 0 | 0 | 0 | 0 | 0 | 0 | 0 | 0 | 0 | 0 | 0 | 0
Source:
11 | Transmission Peak Line Losses:
(yes or no)
|  | Transmission Losses @ ISD: | 0 | Future losses based on Growth Loss Factor 1 2015: Future losses based on Growth Loss Factor; Yes 4 2018: Yes; (if no, manually input the Losses in the corresponding year) 5 2019: (if no, manually input the Losses in the corresponding year)
|  |  |  | 1 | 2 | 3 | 4 | 5 | 6 | 7 | 8 | 9 | 10 | 11 | 12 | 13 | 14 | 15 | 16 | 17 | 18 | 19 | 20 | 21 | 22 | 23 | 24 | 25 | 26 | 27 | 28 | 29 | 30 | 31 | 32 | 33 | 34 | 35 | 36 | 37 | 38 | 39 | 40 | 41
|  |  |  | 2015 | 2016 | 2017 | 2018 | 2019 | 2020 | 2021 | 2022 | 2023 | 2024 | 2025 | 2026 | 2027 | 2028 | 2029 | 2030 | 2031 | 2032 | 2033 | 2034 | 2035 | 2036 | 2037 | 2038 | 2039 | 2040 | 2041 | 2042 | 2043 | 2044 | 2045 | 2046 | 2047 | 2048 | 2049 | 2050 | 2051 | 2052 | 2053 | 2054 | 2055
|  |  | Transmission Peak Losses: | 0 | 0 | 0 | 0 | 0 | 0 | 0 | 0 | 0 | 0 | 0 | 0 | 0 | 0 | 0 | 0 | 0 | 0 | 0 | 0 | 0 | 0 | 0 | 0 | 0 | 0 | 0 | 0 | 0 | 0 | 0 | 0 | 0 | 0 | 0 | 0 | 0 | 0 | 0 | 0 | 0
|  |  | Manual Input: | 0 | 0 | 0 | 0 | 0 | 0 | 0 | 0 | 0 | 0 | 0 | 0 | 0 | 0 | 0 | 0 | 0 | 0 | 0 | 0 | 0 | 0 | 0 | 0 | 0 | 0 | 0 | 0 | 0 | 0 | 0 | 0 | 0 | 0 | 0 | 0 | 0 | 0 | 0 | 0 | 0
|  |  | TOTAL: | 0 | 0 | 0 | 0 | 0 | 0 | 0 | 0 | 0 | 0 | 0 | 0 | 0 | 0 | 0 | 0 | 0 | 0 | 0 | 0 | 0 | 0 | 0 | 0 | 0 | 0 | 0 | 0 | 0 | 0 | 0 | 0 | 0 | 0 | 0 | 0 | 0 | 0 | 0 | 0 | 0
Source:
12 | Cost of Energy: |  | 2015 | Future losses based on Growth Loss Factor 1 2015: 2016; Future losses based on Growth Loss Factor 2 2016: 2017; Future losses based on Growth Loss Factor 3 2017: 2018; Yes 4 2018: 2019; (if no, manually input the Losses in the corresponding year) 5 2019: Escalation therafter
| Power Pool Energy Price ($/MWh) |  | 70.875 | Future losses based on Growth Loss Factor 1 2015: 51.5; Future losses based on Growth Loss Factor 2 2016: 47.5; Future losses based on Growth Loss Factor 3 2017: 51; Yes 4 2018: 54.5; (if no, manually input the Losses in the corresponding year) 5 2019: 2%
| Source: | Chase Energy Report dated May 2, 2013
13 | Distribution Line Loss Calculation:
(Peak Losses x (LF)^1.912 x 8,760 x Price)
|  |  |  | 2015 | 2016 | 2017 | 2018 | 2019 | 2020 | 2021 | 2022 | 2023 | 2024 | 2025 | 2026 | 2027 | 2028 | 2029 | 2030 | 2031 | 2032 | 2033 | 2034 | 2035 | 2036 | 2037 | 2038 | 2039 | 2040 | 2041 | 2042 | 2043 | 2044 | 2045 | 2046 | 2047 | 2048 | 2049 | 2050 | 2051 | 2052 | 2053 | 2054 | 2055
|  |  |  | 1 | 2 | 3 | 4 | 5 | 6 | 7 | 8 | 9 | 10 | 11 | 12 | 13 | 14 | 15 | 16 | 17 | 18 | 19 | 20 | 21 | 22 | 23 | 24 | 25 | 26 | 27 | 28 | 29 | 30 | 31 | 32 | 33 | 34 | 35 | 36 | 37 | 38 | 39 | 40 | 41
|  | Line Losses (kW.h) |  | 0 | 0 | 0 | 0 | 0 | 0 | 0 | 0 | 0 | 0 | 0 | 0 | 0 | 0 | 0 | 0 | 0 | 0 | 0 | 0 | 0 | 0 | 0 | 0 | 0 | 0 | 0 | 0 | 0 | 0 | 0 | 0 | 0 | 0 | 0 | 0 | 0 | 0 | 0 | 0 | 0
|  | Cost of Energy (Nom$/kWh) |  | 0.070875 | 0.0515 | 0.0475 | 0.051 | 0.0545 | 0.05559 | 0.056702 | 0.057836 | 0.058993 | 0.060172 | 0.061376 | 0.062603 | 0.063855 | 0.065133 | 0.066435 | 0.067764 | 0.069119 | 0.070502 | 0.071912 | 0.07335 | 0.074817 | 0.076313 | 0.077839 | 0.079396 | 0.080984 | 0.082604 | 0.084256 | 0.085941 | 0.08766 | 0.089413 | 0.091201 | 0.093025 | 0.094886 | 0.096784 | 0.098719 | 0.10069 | 0.10271 | 0.10476 | 0.10686 | 0.10899 | 0.11117
|  | Line Loss Value (Nom$) |  | 0 | 0 | 0 | 0 | 0 | 0 | 0 | 0 | 0 | 0 | 0 | 0 | 0 | 0 | 0 | 0 | 0 | 0 | 0 | 0 | 0 | 0 | 0 | 0 | 0 | 0 | 0 | 0 | 0 | 0 | 0 | 0 | 0 | 0 | 0 | 0 | 0 | 0 | 0 | 0 | 0
14 | Transmission Line Loss Calculation:
(Peak Losses x (LF)^1.912 x 8,760 x Price)
|  |  |  | 2015 | 2016 | 2017 | 2018 | 2019 | 2020 | 2021 | 2022 | 2023 | 2024 | 2025 | 2026 | 2027 | 2028 | 2029 | 2030 | 2031 | 2032 | 2033 | 2034 | 2035 | 2036 | 2037 | 2038 | 2039 | 2040 | 2041 | 2042 | 2043 | 2044 | 2045 | 2046 | 2047 | 2048 | 2049 | 2050 | 2051 | 2052 | 2053 | 2054 | 2055
|  |  |  | 1 | 2 | 3 | 4 | 5 | 6 | 7 | 8 | 9 | 10 | 11 | 12 | 13 | 14 | 15 | 16 | 17 | 18 | 19 | 20 | 21 | 22 | 23 | 24 | 25 | 26 | 27 | 28 | 29 | 30 | 31 | 32 | 33 | 34 | 35 | 36 | 37 | 38 | 39 | 40 | 41
|  | Line Losses (kW.h) |  | 0 | 0 | 0 | 0 | 0 | 0 | 0 | 0 | 0 | 0 | 0 | 0 | 0 | 0 | 0 | 0 | 0 | 0 | 0 | 0 | 0 | 0 | 0 | 0 | 0 | 0 | 0 | 0 | 0 | 0 | 0 | 0 | 0 | 0 | 0 | 0 | 0 | 0 | 0 | 0 | 0
|  | Cost of Energy (Nom$/kWh) |  | 0.070875 | 0.0515 | 0.0475 | 0.051 | 0.0545 | 0.05559 | 0.056702 | 0.057836 | 0.058993 | 0.060172 | 0.061376 | 0.062603 | 0.063855 | 0.065133 | 0.066435 | 0.067764 | 0.069119 | 0.070502 | 0.071912 | 0.07335 | 0.074817 | 0.076313 | 0.077839 | 0.079396 | 0.080984 | 0.082604 | 0.084256 | 0.085941 | 0.08766 | 0.089413 | 0.091201 | 0.093025 | 0.094886 | 0.096784 | 0.098719 | 0.10069 | 0.10271 | 0.10476 | 0.10686 | 0.10899 | 0.11117
|  | Line Loss Value (Nom$) |  | 0 | 0 | 0 | 0 | 0 | 0 | 0 | 0 | 0 | 0 | 0 | 0 | 0 | 0 | 0 | 0 | 0 | 0 | 0 | 0 | 0 | 0 | 0 | 0 | 0 | 0 | 0 | 0 | 0 | 0 | 0 | 0 | 0 | 0 | 0 | 0 | 0 | 0 | 0 | 0 | 0
15 | Insurance and Property Tax: |  |  | 2016 2: Include Ins. & Prop. Tax:; 2017 3: Yes; 2018 4: (yes or no)
Insurance and property tax is a percentage of property in service on an annual basis.
|  |  |  | Property Tax | Insurance
| Transmission |  |  | 2015 1: 0.914%; 2016 2: 0.127%
| Distribution |  |  | 2015 1: 0.235%; 2016 2: 0.082%
| Communication |  |  | 2015 1: 0.966%; 2016 2: 0.116%
| Distribution Other |  |  | 2015 1: 0.076%; 2016 2: 0.078%
|  |  |  | 2015 | 2016 | 2017 | 2018 | 2019 | 2020 | 2021 | 2022 | 2023 | 2024 | 2025 | 2026 | 2027 | 2028 | 2029 | 2030 | 2031 | 2032 | 2033 | 2034 | 2035 | 2036 | 2037 | 2038 | 2039 | 2040 | 2041 | 2042 | 2043 | 2044 | 2045 | 2046 | 2047 | 2048 | 2049 | 2050 | 2051 | 2052 | 2053 | 2054 | 2055
|  | Year: |  | 1 | 2 | 3 | 4 | 5 | 6 | 7 | 8 | 9 | 10 | 11 | 12 | 13 | 14 | 15 | 16 | 17 | 18 | 19 | 20 | 21 | 22 | 23 | 24 | 25 | 26 | 27 | 28 | 29 | 30 | 31 | 32 | 33 | 34 | 35 | 36 | 37 | 38 | 39 | 40 | 41
|  | Transmission |  | 0 | 0 | 0 | 0 | 0 | 0 | 0 | 0 | 0 | 0 | 0 | 0 | 0 | 0 | 0 | 0 | 0 | 0 | 0 | 0 | 0 | 0 | 0 | 0 | 0 | 0 | 0 | 0 | 0 | 0 | 0 | 0 | 0 | 0 | 0 | 0 | 0 | 0 | 0 | 0 | 0
|  | Distribution |  | 0 | 0 | 0 | 0 | 0 | 0 | 0 | 0 | 0 | 0 | 0 | 0 | 0 | 0 | 0 | 0 | 0 | 0 | 0 | 0 | 0 | 0 | 0 | 0 | 0 | 0 | 0 | 0 | 0 | 0 | 0 | 0 | 0 | 0 | 0 | 0 | 0 | 0 | 0 | 0 | 0
|  | Distribution Communications |  | 0 | 0 | 0 | 0 | 0 | 0 | 0 | 0 | 0 | 0 | 0 | 0 | 0 | 0 | 0 | 0 | 0 | 0 | 0 | 0 | 0 | 0 | 0 | 0 | 0 | 0 | 0 | 0 | 0 | 0 | 0 | 0 | 0 | 0 | 0 | 0 | 0 | 0 | 0 | 0 | 0
|  | Transmission Communications |  | 0 | 0 | 0 | 0 | 0 | 0 | 0 | 0 | 0 | 0 | 0 | 0 | 0 | 0 | 0 | 0 | 0 | 0 | 0 | 0 | 0 | 0 | 0 | 0 | 0 | 0 | 0 | 0 | 0 | 0 | 0 | 0 | 0 | 0 | 0 | 0 | 0 | 0 | 0 | 0 | 0
|  | Distribution Other |  | 0 | 0 | 0 | 0 | 0 | 0 | 0 | 0 | 0 | 0 | 0 | 0 | 0 | 0 | 0 | 0 | 0 | 0 | 0 | 0 | 0 | 0 | 0 | 0 | 0 | 0 | 0 | 0 | 0 | 0 | 0 | 0 | 0 | 0 | 0 | 0 | 0 | 0 | 0 | 0 | 0
|  | Total |  | 0 | 0 | 0 | 0 | 0 | 0 | 0 | 0 | 0 | 0 | 0 | 0 | 0 | 0 | 0 | 0 | 0 | 0 | 0 | 0 | 0 | 0 | 0 | 0 | 0 | 0 | 0 | 0 | 0 | 0 | 0 | 0 | 0 | 0 | 0 | 0 | 0 | 0 | 0 | 0 | 0
Source: D. Freedman, Regulation & Business Plans
16 | Salvage and Early Retirement:
In the event some equipment must be retired early, the NBV will be treated as an increase to accumulated depreciation, hence an increase to project costs.
Salvage costs are included in the depreciation expense.
Re-deployed assets have no effect in this analysis. (Manual input)
|  |  |  | 2015 | 2016 | 2017 | 2018 | 2019 | 2020 | 2021 | 2022 | 2023 | 2024 | 2025 | 2026 | 2027 | 2028 | 2029 | 2030 | 2031 | 2032 | 2033 | 2034 | 2035 | 2036 | 2037 | 2038 | 2039 | 2040 | 2041 | 2042 | 2043 | 2044 | 2045 | 2046 | 2047 | 2048 | 2049 | 2050 | 2051 | 2052 | 2053 | 2054 | 2055
|  | Year: |  | 1 | 2 | 3 | 4 | 5 | 6 | 7 | 8 | 9 | 10 | 11 | 12 | 13 | 14 | 15 | 16 | 17 | 18 | 19 | 20 | 21 | 22 | 23 | 24 | 25 | 26 | 27 | 28 | 29 | 30 | 31 | 32 | 33 | 34 | 35 | 36 | 37 | 38 | 39 | 40 | 41
|  | Transmission NBV |  | 0 | 0 | 0 | 0 | 0 | 0 | 0 | 0 | 0 | 0 | 0 | 0 | 0 | 0 | 0 | 0 | 0 | 0 | 0 | 0 | 0 | 0 | 0 | 0 | 0 | 0 | 0 | 0 | 0 | 0 | 0 | 0 | 0 | 0 | 0 | 0 | 0 | 0 | 0 | 0 | 0
|  | Distribution NBV |  | 0 | 0 | 0 | 0 | 0 | 0 | 0 | 0 | 0 | 0 | 0 | 0 | 0 | 0 | 0 | 0 | 0 | 0 | 0 | 0 | 0 | 0 | 0 | 0 | 0 | 0 | 0 | 0 | 0 | 0 | 0 | 0 | 0 | 0 | 0 | 0 | 0 | 0 | 0 | 0 | 0
|  | Distribution Communications NBV |  | 0 | 0 | 0 | 0 | 0 | 0 | 0 | 0 | 0 | 0 | 0 | 0 | 0 | 0 | 0 | 0 | 0 | 0 | 0 | 0 | 0 | 0 | 0 | 0 | 0 | 0 | 0 | 0 | 0 | 0 | 0 | 0 | 0 | 0 | 0 | 0 | 0 | 0 | 0 | 0 | 0
|  | Transmission Communications NBV |  | 0 | 0 | 0 | 0 | 0 | 0 | 0 | 0 | 0 | 0 | 0 | 0 | 0 | 0 | 0 | 0 | 0 | 0 | 0 | 0 | 0 | 0 | 0 | 0 | 0 | 0 | 0 | 0 | 0 | 0 | 0 | 0 | 0 | 0 | 0 | 0 | 0 | 0 | 0 | 0 | 0
|  | Distribution Other NBV |  | 0 | 0 | 0 | 0 | 0 | 0 | 0 | 0 | 0 | 0 | 0 | 0 | 0 | 0 | 0 | 0 | 0 | 0 | 0 | 0 | 0 | 0 | 0 | 0 | 0 | 0 | 0 | 0 | 0 | 0 | 0 | 0 | 0 | 0 | 0 | 0 | 0 | 0 | 0 | 0 | 0
|  | Total |  | 0 | 0 | 0 | 0 | 0 | 0 | 0 | 0 | 0 | 0 | 0 | 0 | 0 | 0 | 0 | 0 | 0 | 0 | 0 | 0 | 0 | 0 | 0 | 0 | 0 | 0 | 0 | 0 | 0 | 0 | 0 | 0 | 0 | 0 | 0 | 0 | 0 | 0 | 0 | 0 | 0
Source:

## DIST4 (hidden)
Alternative 3 Name
Alternative 3 Description
Distribution Cost Impact
Base Year Is: | 2015
# Years of Revenue: | 11
Years of Costs: | r | <== "R" for same as Revenues, "L" for asset Life
Prepared By:
REVENUE CALCULATION: | c | <== "S" for Standard $/kw, "C" for Calculated amount.
| 2015 | 2016 | 2017 | 2018 | 2019 | 2020 | 2021 | 2022 | 2023 | 2024 | 2025 | 2026 | 2027 | 2028 | 2029 | 2030 | 2031 | 2032 | 2033 | 2034 | 2035 | 2036 | 2037 | 2038 | 2039 | 2040 | 2041 | 2042 | 2043 | 2044 | 2045 | 2046 | 2047 | 2048 | 2049 | 2050 | 2051 | 2052 | 2053 | 2054 | 2055
Descriptions (8) Below: | 1 | 2 | 3 | 4 | 5 | 6 | 7 | 8 | 9 | 10 | 11 | 12 | 13 | 14 | 15 | 16 | 17 | 18 | 19 | 20 | 21 | 22 | 23 | 24 | 25 | 26 | 27 | 28 | 29 | 30 | 31 | 32 | 33 | 34 | 35 | 36 | 37 | 38 | 39 | 40 | 41
These field are not required
Total Revenue: | 0 | 0 | 0 | 0 | 0 | 0 | 0 | 0 | 0 | 0 | 0 | 0 | 0 | 0 | 0 | 0 | 0 | 0 | 0 | 0 | 0 | 0 | 0 | 0 | 0 | 0 | 0 | 0 | 0 | 0 | 0 | 0 | 0 | 0 | 0 | 0 | 0 | 0 | 0 | 0 | 0
CAPITAL EXPENDITURES (mid-year): | 2015 | 2016 | 2017 | 2018 | 2019 | 2020 | 2021 | 2022 | 2023 | 2024 | 2025 | 2026 | 2027 | 2028 | 2029 | 2030 | 2031 | 2032 | 2033 | 2034 | 2035 | 2036 | 2037 | 2038 | 2039 | 2040 | 2041 | 2042 | 2043 | 2044 | 2045 | 2046 | 2047 | 2048 | 2049 | 2050 | 2051 | 2052 | 2053 | 2054 | 2055
Descriptions (8) Below: | 1 | 2 | 3 | 4 | 5 | 6 | 7 | 8 | 9 | 10 | 11 | 12 | 13 | 14 | 15 | 16 | 17 | 18 | 19 | 20 | 21 | 22 | 23 | 24 | 25 | 26 | 27 | 28 | 29 | 30 | 31 | 32 | 33 | 34 | 35 | 36 | 37 | 38 | 39 | 40 | 41
1) | 0 | 0 | 0 | 0 | 0 | 0 | 0 | 0 | 0 | 0 | 0 | 0 | 0 | 0 | 0 | 0 | 0 | 0 | 0 | 0 | 0 | 0 | 0 | 0 | 0 | 0 | 0 | 0 | 0 | 0 | 0 | 0 | 0 | 0 | 0 | 0 | 0 | 0 | 0 | 0 | 0
2) | 0 | 0 | 0 | 0 | 0 | 0 | 0 | 0 | 0 | 0 | 0 | 0 | 0 | 0 | 0 | 0 | 0 | 0 | 0 | 0 | 0 | 0 | 0 | 0 | 0 | 0 | 0 | 0 | 0 | 0 | 0 | 0 | 0 | 0 | 0 | 0 | 0 | 0 | 0 | 0 | 0
3) Distribution | 0 | 0 | 0 | 0 | 0 | 0 | 0 | 0 | 0 | 0 | 0 | 0 | 0 | 0 | 0 | 0 | 0 | 0 | 0 | 0 | 0 | 0 | 0 | 0 | 0 | 0 | 0 | 0 | 0 | 0 | 0 | 0 | 0 | 0 | 0 | 0 | 0 | 0 | 0 | 0 | 0
4) | 0 | 0 | 0 | 0 | 0 | 0 | 0 | 0 | 0 | 0 | 0 | 0 | 0 | 0 | 0 | 0 | 0 | 0 | 0 | 0 | 0 | 0 | 0 | 0 | 0 | 0 | 0 | 0 | 0 | 0 | 0 | 0 | 0 | 0 | 0 | 0 | 0 | 0 | 0 | 0 | 0
5) Distribution Communication | 0 | 0 | 0 | 0 | 0 | 0 | 0 | 0 | 0 | 0 | 0 | 0 | 0 | 0 | 0 | 0 | 0 | 0 | 0 | 0 | 0 | 0 | 0 | 0 | 0 | 0 | 0 | 0 | 0 | 0 | 0 | 0 | 0 | 0 | 0 | 0 | 0 | 0 | 0 | 0 | 0
6) | 0 | 0 | 0 | 0 | 0 | 0 | 0 | 0 | 0 | 0 | 0 | 0 | 0 | 0 | 0 | 0 | 0 | 0 | 0 | 0 | 0 | 0 | 0 | 0 | 0 | 0 | 0 | 0 | 0 | 0 | 0 | 0 | 0 | 0 | 0 | 0 | 0 | 0 | 0 | 0 | 0
7) Distribution Other | 0 | 0 | 0 | 0 | 0 | 0 | 0 | 0 | 0 | 0 | 0 | 0 | 0 | 0 | 0 | 0 | 0 | 0 | 0 | 0 | 0 | 0 | 0 | 0 | 0 | 0 | 0 | 0 | 0 | 0 | 0 | 0 | 0 | 0 | 0 | 0 | 0 | 0 | 0 | 0 | 0
8) | 0 | 0 | 0 | 0 | 0 | 0 | 0 | 0 | 0 | 0 | 0 | 0 | 0 | 0 | 0 | 0 | 0 | 0 | 0 | 0 | 0 | 0 | 0 | 0 | 0 | 0 | 0 | 0 | 0 | 0 | 0 | 0 | 0 | 0 | 0 | 0 | 0 | 0 | 0 | 0 | 0
Total | 0 | 0 | 0 | 0 | 0 | 0 | 0 | 0 | 0 | 0 | 0 | 0 | 0 | 0 | 0 | 0 | 0 | 0 | 0 | 0 | 0 | 0 | 0 | 0 | 0 | 0 | 0 | 0 | 0 | 0 | 0 | 0 | 0 | 0 | 0 | 0 | 0 | 0 | 0 | 0 | 0
O&M EXPENDITURES: | 2015 | 2016 | 2017 | 2018 | 2019 | 2020 | 2021 | 2022 | 2023 | 2024 | 2025 | 2026 | 2027 | 2028 | 2029 | 2030 | 2031 | 2032 | 2033 | 2034 | 2035 | 2036 | 2037 | 2038 | 2039 | 2040 | 2041 | 2042 | 2043 | 2044 | 2045 | 2046 | 2047 | 2048 | 2049 | 2050 | 2051 | 2052 | 2053 | 2054 | 2055
Descriptions (8) Below: | 1 | 2 | 3 | 4 | 5 | 6 | 7 | 8 | 9 | 10 | 11 | 12 | 13 | 14 | 15 | 16 | 17 | 18 | 19 | 20 | 21 | 22 | 23 | 24 | 25 | 26 | 27 | 28 | 29 | 30 | 31 | 32 | 33 | 34 | 35 | 36 | 37 | 38 | 39 | 40 | 41
1) Incremental O&M Costs | 0 | 0 | 0 | 0 | 0 | 0 | 0 | 0 | 0 | 0 | 0 | 0 | 0 | 0 | 0 | 0 | 0 | 0 | 0 | 0 | 0 | 0 | 0 | 0 | 0 | 0 | 0 | 0 | 0 | 0 | 0 | 0 | 0 | 0 | 0 | 0 | 0 | 0 | 0 | 0 | 0
2) Incremental O&M Savings | 0 | 0 | 0 | 0 | 0 | 0 | 0 | 0 | 0 | 0 | 0 | 0 | 0 | 0 | 0 | 0 | 0 | 0 | 0 | 0 | 0 | 0 | 0 | 0 | 0 | 0 | 0 | 0 | 0 | 0 | 0 | 0 | 0 | 0 | 0 | 0 | 0 | 0 | 0 | 0 | 0
3) Energy Losses | 0 | 0 | 0 | 0 | 0 | 0 | 0 | 0 | 0 | 0 | 0 | 0 | 0 | 0 | 0 | 0 | 0 | 0 | 0 | 0 | 0 | 0 | 0 | 0 | 0 | 0 | 0 | 0 | 0 | 0 | 0 | 0 | 0 | 0 | 0 | 0 | 0 | 0 | 0 | 0 | 0
4) Insurance & Property Tax | 0 | 0 | 0 | 0 | 0 | 0 | 0 | 0 | 0 | 0 | 0 | 0 | 0 | 0 | 0 | 0 | 0 | 0 | 0 | 0 | 0 | 0 | 0 | 0 | 0 | 0 | 0 | 0 | 0 | 0 | 0 | 0 | 0 | 0 | 0 | 0 | 0 | 0 | 0 | 0 | 0
5) Early Retirement | 0 | 0 | 0 | 0 | 0 | 0 | 0 | 0 | 0 | 0 | 0 | 0 | 0 | 0 | 0 | 0 | 0 | 0 | 0 | 0 | 0 | 0 | 0 | 0 | 0 | 0 | 0 | 0 | 0 | 0 | 0 | 0 | 0 | 0 | 0 | 0 | 0 | 0 | 0 | 0 | 0
6) | 0 | 0 | 0 | 0 | 0 | 0 | 0 | 0 | 0 | 0 | 0 | 0 | 0 | 0 | 0 | 0 | 0 | 0 | 0 | 0 | 0 | 0 | 0 | 0 | 0 | 0 | 0 | 0 | 0 | 0 | 0 | 0 | 0 | 0 | 0 | 0 | 0 | 0 | 0 | 0 | 0
7) | 0 | 0 | 0 | 0 | 0 | 0 | 0 | 0 | 0 | 0 | 0 | 0 | 0 | 0 | 0 | 0 | 0 | 0 | 0 | 0 | 0 | 0 | 0 | 0 | 0 | 0 | 0 | 0 | 0 | 0 | 0 | 0 | 0 | 0 | 0 | 0 | 0 | 0 | 0 | 0 | 0
8) | 0 | 0 | 0 | 0 | 0 | 0 | 0 | 0 | 0 | 0 | 0 | 0 | 0 | 0 | 0 | 0 | 0 | 0 | 0 | 0 | 0 | 0 | 0 | 0 | 0 | 0 | 0 | 0 | 0 | 0 | 0 | 0 | 0 | 0 | 0 | 0 | 0 | 0 | 0 | 0 | 0
Total | 0 | 0 | 0 | 0 | 0 | 0 | 0 | 0 | 0 | 0 | 0 | 0 | 0 | 0 | 0 | 0 | 0 | 0 | 0 | 0 | 0 | 0 | 0 | 0 | 0 | 0 | 0 | 0 | 0 | 0 | 0 | 0 | 0 | 0 | 0 | 0 | 0 | 0 | 0 | 0 | 0
DEPRECIATION RATES: |  |  | FINANCIAL DATA
1) |  |  |  | Return | Ratio | B.T. Cost | A.T. Cost
2) |  |  | Debt | 5.739% | 60% | 3.444% | 3.444%
3) Distribution | 5% |  | Preferred | 0% | 0% | 0% | 0%
4) |  |  | Common | 8.75% | 40% | 5% | 3.5%
5) Distribution Communication | 0% |  | TOTALS |  |  | 8.444% | 6.944%
6)
7) Distribution Other | 0%
8) |  |  |  | INCOME TAX: |  | 30%
WORKING MODEL BEGINS
Alternative 3 Name
Alternative 3 Description | [9 empty] | Printed: | 2014-10-24 11:05
Distribution Cost Impact
Year | 2015 | 2016 | 2017 | 2018 | 2019 | 2020 | 2021 | 2022 | 2023 | 2024 | 2025 | 2026 | 2027 | 2028 | 2029 | 2030 | 2031 | 2032 | 2033 | 2034 | 2035 | 2036 | 2037 | 2038 | 2039 | 2040 | 2041 | 2042 | 2043 | 2044 | 2045 | 2046 | 2047 | 2048 | 2049 | 2050 | 2051 | 2052 | 2053 | 2054 | 2055
REVENUES: | 1 | 2 | 3 | 4 | 5 | 6 | 7 | 8 | 9 | 10 | 11 | 12 | 13 | 14 | 15 | 16 | 17 | 18 | 19 | 20 | 21 | 22 | 23 | 24 | 25 | 26 | 27 | 28 | 29 | 30 | 31 | 32 | 33 | 34 | 35 | 36 | 37 | 38 | 39 | 40 | 41
These field are not required | 0 | 0 | 0 | 0 | 0 | 0 | 0 | 0 | 0 | 0 | 0 | 0 | 0 | 0 | 0 | 0 | 0 | 0 | 0 | 0 | 0 | 0 | 0 | 0 | 0 | 0 | 0 | 0 | 0 | 0 | 0 | 0 | 0 | 0 | 0 | 0 | 0 | 0 | 0 | 0 | 0
| 0 | 0 | 0 | 0 | 0 | 0 | 0 | 0 | 0 | 0 | 0 | 0 | 0 | 0 | 0 | 0 | 0 | 0 | 0 | 0 | 0 | 0 | 0 | 0 | 0 | 0 | 0 | 0 | 0 | 0 | 0 | 0 | 0 | 0 | 0 | 0 | 0 | 0 | 0 | 0 | 0
| 0 | 0 | 0 | 0 | 0 | 0 | 0 | 0 | 0 | 0 | 0 | 0 | 0 | 0 | 0 | 0 | 0 | 0 | 0 | 0 | 0 | 0 | 0 | 0 | 0 | 0 | 0 | 0 | 0 | 0 | 0 | 0 | 0 | 0 | 0 | 0 | 0 | 0 | 0 | 0 | 0
| 0 | 0 | 0 | 0 | 0 | 0 | 0 | 0 | 0 | 0 | 0 | 0 | 0 | 0 | 0 | 0 | 0 | 0 | 0 | 0 | 0 | 0 | 0 | 0 | 0 | 0 | 0 | 0 | 0 | 0 | 0 | 0 | 0 | 0 | 0 | 0 | 0 | 0 | 0 | 0 | 0
| 0 | 0 | 0 | 0 | 0 | 0 | 0 | 0 | 0 | 0 | 0 | 0 | 0 | 0 | 0 | 0 | 0 | 0 | 0 | 0 | 0 | 0 | 0 | 0 | 0 | 0 | 0 | 0 | 0 | 0 | 0 | 0 | 0 | 0 | 0 | 0 | 0 | 0 | 0 | 0 | 0
| 0 | 0 | 0 | 0 | 0 | 0 | 0 | 0 | 0 | 0 | 0 | 0 | 0 | 0 | 0 | 0 | 0 | 0 | 0 | 0 | 0 | 0 | 0 | 0 | 0 | 0 | 0 | 0 | 0 | 0 | 0 | 0 | 0 | 0 | 0 | 0 | 0 | 0 | 0 | 0 | 0
| 0 | 0 | 0 | 0 | 0 | 0 | 0 | 0 | 0 | 0 | 0 | 0 | 0 | 0 | 0 | 0 | 0 | 0 | 0 | 0 | 0 | 0 | 0 | 0 | 0 | 0 | 0 | 0 | 0 | 0 | 0 | 0 | 0 | 0 | 0 | 0 | 0 | 0 | 0 | 0 | 0
| 0 | 0 | 0 | 0 | 0 | 0 | 0 | 0 | 0 | 0 | 0 | 0 | 0 | 0 | 0 | 0 | 0 | 0 | 0 | 0 | 0 | 0 | 0 | 0 | 0 | 0 | 0 | 0 | 0 | 0 | 0 | 0 | 0 | 0 | 0 | 0 | 0 | 0 | 0 | 0 | 0
Total Revenue: | 0 | 0 | 0 | 0 | 0 | 0 | 0 | 0 | 0 | 0 | 0 | 0 | 0 | 0 | 0 | 0 | 0 | 0 | 0 | 0 | 0 | 0 | 0 | 0 | 0 | 0 | 0 | 0 | 0 | 0 | 0 | 0 | 0 | 0 | 0 | 0 | 0 | 0 | 0 | 0 | 0
CAPITAL: | 1 | 2 | 3 | 4 | 5 | 6 | 7 | 8 | 9 | 10 | 11 | 12 | 13 | 14 | 15 | 16 | 17 | 18 | 19 | 20 | 21 | 22 | 23 | 24 | 25 | 26 | 27 | 28 | 29 | 30 | 31 | 32 | 33 | 34 | 35 | 36 | 37 | 38 | 39 | 40 | 41
1) | 0 | 0 | 0 | 0 | 0 | 0 | 0 | 0 | 0 | 0 | 0 | 0 | 0 | 0 | 0 | 0 | 0 | 0 | 0 | 0 | 0 | 0 | 0 | 0 | 0 | 0 | 0 | 0 | 0 | 0 | 0 | 0 | 0 | 0 | 0 | 0 | 0 | 0 | 0 | 0 | 0
2) | 0 | 0 | 0 | 0 | 0 | 0 | 0 | 0 | 0 | 0 | 0 | 0 | 0 | 0 | 0 | 0 | 0 | 0 | 0 | 0 | 0 | 0 | 0 | 0 | 0 | 0 | 0 | 0 | 0 | 0 | 0 | 0 | 0 | 0 | 0 | 0 | 0 | 0 | 0 | 0 | 0
3) Distribution | 0 | 0 | 0 | 0 | 0 | 0 | 0 | 0 | 0 | 0 | 0 | 0 | 0 | 0 | 0 | 0 | 0 | 0 | 0 | 0 | 0 | 0 | 0 | 0 | 0 | 0 | 0 | 0 | 0 | 0 | 0 | 0 | 0 | 0 | 0 | 0 | 0 | 0 | 0 | 0 | 0
4) | 0 | 0 | 0 | 0 | 0 | 0 | 0 | 0 | 0 | 0 | 0 | 0 | 0 | 0 | 0 | 0 | 0 | 0 | 0 | 0 | 0 | 0 | 0 | 0 | 0 | 0 | 0 | 0 | 0 | 0 | 0 | 0 | 0 | 0 | 0 | 0 | 0 | 0 | 0 | 0 | 0
5) Distribution Communication | 0 | 0 | 0 | 0 | 0 | 0 | 0 | 0 | 0 | 0 | 0 | 0 | 0 | 0 | 0 | 0 | 0 | 0 | 0 | 0 | 0 | 0 | 0 | 0 | 0 | 0 | 0 | 0 | 0 | 0 | 0 | 0 | 0 | 0 | 0 | 0 | 0 | 0 | 0 | 0 | 0
6) | 0 | 0 | 0 | 0 | 0 | 0 | 0 | 0 | 0 | 0 | 0 | 0 | 0 | 0 | 0 | 0 | 0 | 0 | 0 | 0 | 0 | 0 | 0 | 0 | 0 | 0 | 0 | 0 | 0 | 0 | 0 | 0 | 0 | 0 | 0 | 0 | 0 | 0 | 0 | 0 | 0
7) Distribution Other | 0 | 0 | 0 | 0 | 0 | 0 | 0 | 0 | 0 | 0 | 0 | 0 | 0 | 0 | 0 | 0 | 0 | 0 | 0 | 0 | 0 | 0 | 0 | 0 | 0 | 0 | 0 | 0 | 0 | 0 | 0 | 0 | 0 | 0 | 0 | 0 | 0 | 0 | 0 | 0 | 0
8) | 0 | 0 | 0 | 0 | 0 | 0 | 0 | 0 | 0 | 0 | 0 | 0 | 0 | 0 | 0 | 0 | 0 | 0 | 0 | 0 | 0 | 0 | 0 | 0 | 0 | 0 | 0 | 0 | 0 | 0 | 0 | 0 | 0 | 0 | 0 | 0 | 0 | 0 | 0 | 0 | 0
Total Capital | 0 | 0 | 0 | 0 | 0 | 0 | 0 | 0 | 0 | 0 | 0 | 0 | 0 | 0 | 0 | 0 | 0 | 0 | 0 | 0 | 0 | 0 | 0 | 0 | 0 | 0 | 0 | 0 | 0 | 0 | 0 | 0 | 0 | 0 | 0 | 0 | 0 | 0 | 0 | 0 | 0
O&M: | 1 | 2 | 3 | 4 | 5 | 6 | 7 | 8 | 9 | 10 | 11 | 12 | 13 | 14 | 15 | 16 | 17 | 18 | 19 | 20 | 21 | 22 | 23 | 24 | 25 | 26 | 27 | 28 | 29 | 30 | 31 | 32 | 33 | 34 | 35 | 36 | 37 | 38 | 39 | 40 | 41
1) Incremental O&M Costs | 0 | 0 | 0 | 0 | 0 | 0 | 0 | 0 | 0 | 0 | 0 | 0 | 0 | 0 | 0 | 0 | 0 | 0 | 0 | 0 | 0 | 0 | 0 | 0 | 0 | 0 | 0 | 0 | 0 | 0 | 0 | 0 | 0 | 0 | 0 | 0 | 0 | 0 | 0 | 0 | 0
2) Incremental O&M Savings | 0 | 0 | 0 | 0 | 0 | 0 | 0 | 0 | 0 | 0 | 0 | 0 | 0 | 0 | 0 | 0 | 0 | 0 | 0 | 0 | 0 | 0 | 0 | 0 | 0 | 0 | 0 | 0 | 0 | 0 | 0 | 0 | 0 | 0 | 0 | 0 | 0 | 0 | 0 | 0 | 0
3) Energy Losses | 0 | 0 | 0 | 0 | 0 | 0 | 0 | 0 | 0 | 0 | 0 | 0 | 0 | 0 | 0 | 0 | 0 | 0 | 0 | 0 | 0 | 0 | 0 | 0 | 0 | 0 | 0 | 0 | 0 | 0 | 0 | 0 | 0 | 0 | 0 | 0 | 0 | 0 | 0 | 0 | 0
4) Insurance & Property Tax | 0 | 0 | 0 | 0 | 0 | 0 | 0 | 0 | 0 | 0 | 0 | 0 | 0 | 0 | 0 | 0 | 0 | 0 | 0 | 0 | 0 | 0 | 0 | 0 | 0 | 0 | 0 | 0 | 0 | 0 | 0 | 0 | 0 | 0 | 0 | 0 | 0 | 0 | 0 | 0 | 0
5) Early Retirement | 0 | 0 | 0 | 0 | 0 | 0 | 0 | 0 | 0 | 0 | 0 | 0 | 0 | 0 | 0 | 0 | 0 | 0 | 0 | 0 | 0 | 0 | 0 | 0 | 0 | 0 | 0 | 0 | 0 | 0 | 0 | 0 | 0 | 0 | 0 | 0 | 0 | 0 | 0 | 0 | 0
6) | 0 | 0 | 0 | 0 | 0 | 0 | 0 | 0 | 0 | 0 | 0 | 0 | 0 | 0 | 0 | 0 | 0 | 0 | 0 | 0 | 0 | 0 | 0 | 0 | 0 | 0 | 0 | 0 | 0 | 0 | 0 | 0 | 0 | 0 | 0 | 0 | 0 | 0 | 0 | 0 | 0
7) | 0 | 0 | 0 | 0 | 0 | 0 | 0 | 0 | 0 | 0 | 0 | 0 | 0 | 0 | 0 | 0 | 0 | 0 | 0 | 0 | 0 | 0 | 0 | 0 | 0 | 0 | 0 | 0 | 0 | 0 | 0 | 0 | 0 | 0 | 0 | 0 | 0 | 0 | 0 | 0 | 0
8) | 0 | 0 | 0 | 0 | 0 | 0 | 0 | 0 | 0 | 0 | 0 | 0 | 0 | 0 | 0 | 0 | 0 | 0 | 0 | 0 | 0 | 0 | 0 | 0 | 0 | 0 | 0 | 0 | 0 | 0 | 0 | 0 | 0 | 0 | 0 | 0 | 0 | 0 | 0 | 0 | 0
Total O&M | 0 | 0 | 0 | 0 | 0 | 0 | 0 | 0 | 0 | 0 | 0 | 0 | 0 | 0 | 0 | 0 | 0 | 0 | 0 | 0 | 0 | 0 | 0 | 0 | 0 | 0 | 0 | 0 | 0 | 0 | 0 | 0 | 0 | 0 | 0 | 0 | 0 | 0 | 0 | 0 | 0
Alternative 3 Name
Alternative 3 Description
Distribution Cost Impact
Year | 2015 | 2016 | 2017 | 2018 | 2019 | 2020 | 2021 | 2022 | 2023 | 2024 | 2025 | 2026 | 2027 | 2028 | 2029 | 2030 | 2031 | 2032 | 2033 | 2034 | 2035 | 2036 | 2037 | 2038 | 2039 | 2040 | 2041 | 2042 | 2043 | 2044 | 2045 | 2046 | 2047 | 2048 | 2049 | 2050 | 2051 | 2052 | 2053 | 2054 | 2055
YEARLY DEPRECIATION: | 1 | 2 | 3 | 4 | 5 | 6 | 7 | 8 | 9 | 10 | 11 | 12 | 13 | 14 | 15 | 16 | 17 | 18 | 19 | 20 | 21 | 22 | 23 | 24 | 25 | 26 | 27 | 28 | 29 | 30 | 31 | 32 | 33 | 34 | 35 | 36 | 37 | 38 | 39 | 40 | 41 | Rates
1) | 0 | 0 | 0 | 0 | 0 | 0 | 0 | 0 | 0 | 0 | 0 | 0 | 0 | 0 | 0 | 0 | 0 | 0 | 0 | 0 | 0 | 0 | 0 | 0 | 0 | 0 | 0 | 0 | 0 | 0 | 0 | 0 | 0 | 0 | 0 | 0 | 0 | 0 | 0 | 0 | 0 | 0%
2) | 0 | 0 | 0 | 0 | 0 | 0 | 0 | 0 | 0 | 0 | 0 | 0 | 0 | 0 | 0 | 0 | 0 | 0 | 0 | 0 | 0 | 0 | 0 | 0 | 0 | 0 | 0 | 0 | 0 | 0 | 0 | 0 | 0 | 0 | 0 | 0 | 0 | 0 | 0 | 0 | 0 | 0%
3) Distribution | 0 | 0 | 0 | 0 | 0 | 0 | 0 | 0 | 0 | 0 | 0 | 0 | 0 | 0 | 0 | 0 | 0 | 0 | 0 | 0 | 0 | 0 | 0 | 0 | 0 | 0 | 0 | 0 | 0 | 0 | 0 | 0 | 0 | 0 | 0 | 0 | 0 | 0 | 0 | 0 | 0 | 5%
4) | 0 | 0 | 0 | 0 | 0 | 0 | 0 | 0 | 0 | 0 | 0 | 0 | 0 | 0 | 0 | 0 | 0 | 0 | 0 | 0 | 0 | 0 | 0 | 0 | 0 | 0 | 0 | 0 | 0 | 0 | 0 | 0 | 0 | 0 | 0 | 0 | 0 | 0 | 0 | 0 | 0 | 0%
5) Distribution Communication | 0 | 0 | 0 | 0 | 0 | 0 | 0 | 0 | 0 | 0 | 0 | 0 | 0 | 0 | 0 | 0 | 0 | 0 | 0 | 0 | 0 | 0 | 0 | 0 | 0 | 0 | 0 | 0 | 0 | 0 | 0 | 0 | 0 | 0 | 0 | 0 | 0 | 0 | 0 | 0 | 0 | 0%
6) | 0 | 0 | 0 | 0 | 0 | 0 | 0 | 0 | 0 | 0 | 0 | 0 | 0 | 0 | 0 | 0 | 0 | 0 | 0 | 0 | 0 | 0 | 0 | 0 | 0 | 0 | 0 | 0 | 0 | 0 | 0 | 0 | 0 | 0 | 0 | 0 | 0 | 0 | 0 | 0 | 0 | 0%
7) Distribution Other | 0 | 0 | 0 | 0 | 0 | 0 | 0 | 0 | 0 | 0 | 0 | 0 | 0 | 0 | 0 | 0 | 0 | 0 | 0 | 0 | 0 | 0 | 0 | 0 | 0 | 0 | 0 | 0 | 0 | 0 | 0 | 0 | 0 | 0 | 0 | 0 | 0 | 0 | 0 | 0 | 0 | 0%
8) | 0 | 0 | 0 | 0 | 0 | 0 | 0 | 0 | 0 | 0 | 0 | 0 | 0 | 0 | 0 | 0 | 0 | 0 | 0 | 0 | 0 | 0 | 0 | 0 | 0 | 0 | 0 | 0 | 0 | 0 | 0 | 0 | 0 | 0 | 0 | 0 | 0 | 0 | 0 | 0 | 0 | 0%
Total Depreciation | 0 | 0 | 0 | 0 | 0 | 0 | 0 | 0 | 0 | 0 | 0 | 0 | 0 | 0 | 0 | 0 | 0 | 0 | 0 | 0 | 0 | 0 | 0 | 0 | 0 | 0 | 0 | 0 | 0 | 0 | 0 | 0 | 0 | 0 | 0 | 0 | 0 | 0 | 0 | 0 | 0
ACCUMULATED DEPRECIATION: | 1 | 2 | 3 | 4 | 5 | 6 | 7 | 8 | 9 | 10 | 11 | 12 | 13 | 14 | 15 | 16 | 17 | 18 | 19 | 20 | 21 | 22 | 23 | 24 | 25 | 26 | 27 | 28 | 29 | 30 | 31 | 32 | 33 | 34 | 35 | 36 | 37 | 38 | 39 | 40 | 41
1) | 0 | 0 | 0 | 0 | 0 | 0 | 0 | 0 | 0 | 0 | 0 | 0 | 0 | 0 | 0 | 0 | 0 | 0 | 0 | 0 | 0 | 0 | 0 | 0 | 0 | 0 | 0 | 0 | 0 | 0 | 0 | 0 | 0 | 0 | 0 | 0 | 0 | 0 | 0 | 0 | 0
2) | 0 | 0 | 0 | 0 | 0 | 0 | 0 | 0 | 0 | 0 | 0 | 0 | 0 | 0 | 0 | 0 | 0 | 0 | 0 | 0 | 0 | 0 | 0 | 0 | 0 | 0 | 0 | 0 | 0 | 0 | 0 | 0 | 0 | 0 | 0 | 0 | 0 | 0 | 0 | 0 | 0
3) Distribution | 0 | 0 | 0 | 0 | 0 | 0 | 0 | 0 | 0 | 0 | 0 | 0 | 0 | 0 | 0 | 0 | 0 | 0 | 0 | 0 | 0 | 0 | 0 | 0 | 0 | 0 | 0 | 0 | 0 | 0 | 0 | 0 | 0 | 0 | 0 | 0 | 0 | 0 | 0 | 0 | 0
4) | 0 | 0 | 0 | 0 | 0 | 0 | 0 | 0 | 0 | 0 | 0 | 0 | 0 | 0 | 0 | 0 | 0 | 0 | 0 | 0 | 0 | 0 | 0 | 0 | 0 | 0 | 0 | 0 | 0 | 0 | 0 | 0 | 0 | 0 | 0 | 0 | 0 | 0 | 0 | 0 | 0
5) Distribution Communication | 0 | 0 | 0 | 0 | 0 | 0 | 0 | 0 | 0 | 0 | 0 | 0 | 0 | 0 | 0 | 0 | 0 | 0 | 0 | 0 | 0 | 0 | 0 | 0 | 0 | 0 | 0 | 0 | 0 | 0 | 0 | 0 | 0 | 0 | 0 | 0 | 0 | 0 | 0 | 0 | 0
6) | 0 | 0 | 0 | 0 | 0 | 0 | 0 | 0 | 0 | 0 | 0 | 0 | 0 | 0 | 0 | 0 | 0 | 0 | 0 | 0 | 0 | 0 | 0 | 0 | 0 | 0 | 0 | 0 | 0 | 0 | 0 | 0 | 0 | 0 | 0 | 0 | 0 | 0 | 0 | 0 | 0
7) Distribution Other | 0 | 0 | 0 | 0 | 0 | 0 | 0 | 0 | 0 | 0 | 0 | 0 | 0 | 0 | 0 | 0 | 0 | 0 | 0 | 0 | 0 | 0 | 0 | 0 | 0 | 0 | 0 | 0 | 0 | 0 | 0 | 0 | 0 | 0 | 0 | 0 | 0 | 0 | 0 | 0 | 0
8) | 0 | 0 | 0 | 0 | 0 | 0 | 0 | 0 | 0 | 0 | 0 | 0 | 0 | 0 | 0 | 0 | 0 | 0 | 0 | 0 | 0 | 0 | 0 | 0 | 0 | 0 | 0 | 0 | 0 | 0 | 0 | 0 | 0 | 0 | 0 | 0 | 0 | 0 | 0 | 0 | 0
PROPERTY IN SERVICE (end yr): | 1 | 2 | 3 | 4 | 5 | 6 | 7 | 8 | 9 | 10 | 11 | 12 | 13 | 14 | 15 | 16 | 17 | 18 | 19 | 20 | 21 | 22 | 23 | 24 | 25 | 26 | 27 | 28 | 29 | 30 | 31 | 32 | 33 | 34 | 35 | 36 | 37 | 38 | 39 | 40 | 41
1) | 0 | 0 | 0 | 0 | 0 | 0 | 0 | 0 | 0 | 0 | 0 | 0 | 0 | 0 | 0 | 0 | 0 | 0 | 0 | 0 | 0 | 0 | 0 | 0 | 0 | 0 | 0 | 0 | 0 | 0 | 0 | 0 | 0 | 0 | 0 | 0 | 0 | 0 | 0 | 0 | 0
2) | 0 | 0 | 0 | 0 | 0 | 0 | 0 | 0 | 0 | 0 | 0 | 0 | 0 | 0 | 0 | 0 | 0 | 0 | 0 | 0 | 0 | 0 | 0 | 0 | 0 | 0 | 0 | 0 | 0 | 0 | 0 | 0 | 0 | 0 | 0 | 0 | 0 | 0 | 0 | 0 | 0
3) Distribution | 0 | 0 | 0 | 0 | 0 | 0 | 0 | 0 | 0 | 0 | 0 | 0 | 0 | 0 | 0 | 0 | 0 | 0 | 0 | 0 | 0 | 0 | 0 | 0 | 0 | 0 | 0 | 0 | 0 | 0 | 0 | 0 | 0 | 0 | 0 | 0 | 0 | 0 | 0 | 0 | 0
4) | 0 | 0 | 0 | 0 | 0 | 0 | 0 | 0 | 0 | 0 | 0 | 0 | 0 | 0 | 0 | 0 | 0 | 0 | 0 | 0 | 0 | 0 | 0 | 0 | 0 | 0 | 0 | 0 | 0 | 0 | 0 | 0 | 0 | 0 | 0 | 0 | 0 | 0 | 0 | 0 | 0
5) Distribution Communication | 0 | 0 | 0 | 0 | 0 | 0 | 0 | 0 | 0 | 0 | 0 | 0 | 0 | 0 | 0 | 0 | 0 | 0 | 0 | 0 | 0 | 0 | 0 | 0 | 0 | 0 | 0 | 0 | 0 | 0 | 0 | 0 | 0 | 0 | 0 | 0 | 0 | 0 | 0 | 0 | 0
6) | 0 | 0 | 0 | 0 | 0 | 0 | 0 | 0 | 0 | 0 | 0 | 0 | 0 | 0 | 0 | 0 | 0 | 0 | 0 | 0 | 0 | 0 | 0 | 0 | 0 | 0 | 0 | 0 | 0 | 0 | 0 | 0 | 0 | 0 | 0 | 0 | 0 | 0 | 0 | 0 | 0
7) Distribution Other | 0 | 0 | 0 | 0 | 0 | 0 | 0 | 0 | 0 | 0 | 0 | 0 | 0 | 0 | 0 | 0 | 0 | 0 | 0 | 0 | 0 | 0 | 0 | 0 | 0 | 0 | 0 | 0 | 0 | 0 | 0 | 0 | 0 | 0 | 0 | 0 | 0 | 0 | 0 | 0 | 0
8) | 0 | 0 | 0 | 0 | 0 | 0 | 0 | 0 | 0 | 0 | 0 | 0 | 0 | 0 | 0 | 0 | 0 | 0 | 0 | 0 | 0 | 0 | 0 | 0 | 0 | 0 | 0 | 0 | 0 | 0 | 0 | 0 | 0 | 0 | 0 | 0 | 0 | 0 | 0 | 0 | 0
Total Project Ratebase | 0 | 0 | 0 | 0 | 0 | 0 | 0 | 0 | 0 | 0 | 0 | 0 | 0 | 0 | 0 | 0 | 0 | 0 | 0 | 0 | 0 | 0 | 0 | 0 | 0 | 0 | 0 | 0 | 0 | 0 | 0 | 0 | 0 | 0 | 0 | 0 | 0 | 0 | 0 | 0 | 0
Alternative 3 Name |  |  | Return | Ratio | B.T. Cost | A.T. Cost
Alternative 3 Description |  | Debt | 5.739% | 60% | 3.444% | 3.444%
Distribution Cost Impact |  | Preferred | 0% | 0% | 0% | 0% |  | Tax Rate | 30%
|  | Common | 8.75% | 40% | 5% | 3.5%
[5 empty] | 8.444% | 6.944%
CASH FLOWS SUMMARY:
|  |  |  | Revenue Requirements |  |  |  | Revenue |  | Surplus | CPV at | Used
Year | Ratebase | Return | Dep'n | Inc. Tax | O&M | Total |  | Allowance |  | (Deficit) | 8.444% | Year
1 2015 | 0 | 0 | 0 | 0 | 0 | 0 | 2015 NPV | 0 |  | 0 | 0 | 1
2 2016 | 0 | 0 | 0 | 0 | 0 | 0 | 0 | 0 |  | 0 | 0 | 2 |  | 12723 | -33410003.6125
3 2017 | 0 | 0 | 0 | 0 | 0 | 0 |  | 0 |  | 0 | 0 | 3 |  | 12723 | -33410003.6125
4 2018 | 0 | 0 | 0 | 0 | 0 | 0 |  | 0 |  | 0 | 0 | 4 |  | 0 | 0
5 2019 | 0 | 0 | 0 | 0 | 0 | 0 |  | 0 |  | 0 | 0 | 5
6 2020 | 0 | 0 | 0 | 0 | 0 | 0 |  | 0 |  | 0 | 0 | 6 |  | changes: | #DIV/0!
7 2021 | 0 | 0 | 0 | 0 | 0 | 0 |  | 0 |  | 0 | 0 | 7
8 2022 | 0 | 0 | 0 | 0 | 0 | 0 |  | 0 |  | 0 | 0 | 8 |  | Cont 2nd | 12723
9 2023 | 0 | 0 | 0 | 0 | 0 | 0 |  | 0 |  | 0 | 0 | 9
10 2024 | 0 | 0 | 0 | 0 | 0 | 0 |  | 0 |  | 0 | 0 | 10 |  | Cont_changed | #DIV/0!
11 2025 | 0 | 0 | 0 | 0 | 0 | 0 |  | 0 |  | 0 | 0 | 11
12 2026 | 0 | 0 | 0 | 0 | 0 | 0 |  | 0 |  | 0 | 0 | 12
13 2027 | 0 | 0 | 0 | 0 | 0 | 0 |  | 0 |  | 0 | 0 | 13
14 2028 | 0 | 0 | 0 | 0 | 0 | 0 |  | 0 |  | 0 | 0 | 14
15 2029 | 0 | 0 | 0 | 0 | 0 | 0 |  | 0 |  | 0 | 0 | 15
16 2030 | 0 | 0 | 0 | 0 | 0 | 0 |  | 0 |  | 0 | 0 | 16
17 2031 | 0 | 0 | 0 | 0 | 0 | 0 |  | 0 |  | 0 | 0 | 17
18 2032 | 0 | 0 | 0 | 0 | 0 | 0 |  | 0 |  | 0 | 0 | 18
19 2033 | 0 | 0 | 0 | 0 | 0 | 0 |  | 0 |  | 0 | 0 | 19
20 2034 | 0 | 0 | 0 | 0 | 0 | 0 |  | 0 |  | 0 | 0 | 20
21 2035 | 0 | 0 | 0 | 0 | 0 | 0 |  | 0 |  | 0 | 0 | 21
22 2036 | 0 | 0 | 0 | 0 | 0 | 0 |  | 0 |  | 0 | 0 | 22
23 2037 | 0 | 0 | 0 | 0 | 0 | 0 |  | 0 |  | 0 | 0 | 23
24 2038 | 0 | 0 | 0 | 0 | 0 | 0 |  | 0 |  | 0 | 0 | 24
25 2039 | 0 | 0 | 0 | 0 | 0 | 0 |  | 0 |  | 0 | 0 | 25
26 2040 | 0 | 0 | 0 | 0 | 0 | 0 |  | 0 |  | 0 | 0 | 26
27 2041 | 0 | 0 | 0 | 0 | 0 | 0 |  | 0 |  | 0 | 0 | 27
28 2042 | 0 | 0 | 0 | 0 | 0 | 0 |  | 0 |  | 0 | 0 | 28
29 2043 | 0 | 0 | 0 | 0 | 0 | 0 |  | 0 |  | 0 | 0 | 29
30 2044 | 0 | 0 | 0 | 0 | 0 | 0 |  | 0 |  | 0 | 0 | 30
31 2045 | 0 | 0 | 0 | 0 | 0 | 0 |  | 0 |  | 0 | 0 | 31
32 2046 | 0 | 0 | 0 | 0 | 0 | 0 |  | 0 |  | 0 | 0 | 32
33 2047 | 0 | 0 | 0 | 0 | 0 | 0 |  | 0 |  | 0 | 0 | 33
34 2048 | 0 | 0 | 0 | 0 | 0 | 0 |  | 0 |  | 0 | 0 | 34
35 2049 | 0 | 0 | 0 | 0 | 0 | 0 |  | 0 |  | 0 | 0 | 35
36 2050 | 0 | 0 | 0 | 0 | 0 | 0 |  | 0 |  | 0 | 0 | 36
37 2051 | 0 | 0 | 0 | 0 | 0 | 0 |  | 0 |  | 0 | 0 | 37
38 2052 | 0 | 0 | 0 | 0 | 0 | 0 |  | 0 |  | 0 | 0 | 38
39 2053 | 0 | 0 | 0 | 0 | 0 | 0 |  | 0 |  | 0 | 0 | 39
40 2054 | 0 | 0 | 0 | 0 | 0 | 0 |  | 0 |  | 0 | 0 | 40
41 2055 | 0 | 0 | 0 | 0 | 0 | 0 |  | 0 |  | 0 | 0 | 41
Total Revenue Area: (combines the two revenue facades)
| 0 | 1 | 2 | 3 | 4 | 5 | 6 | 7 | 8 | 9 | 10 | 11 | 12 | 13 | 14 | 15 | 16 | 17 | 18 | 19 | 20 | 21 | 22 | 23 | 24 | 25 | 26 | 27 | 28 | 29 | 30 | 31 | 32 | 33 | 34 | 35 | 36 | 37 | 38 | 39 | 40
| 0 | 0 | 0 | 0 | 0 | 0 | 0 | 0 | 0 | 0 | 0 | 0 | 0 | 0 | 0 | 0 | 0 | 0 | 0 | 0 | 0 | 0 | 0 | 0 | 0 | 0 | 0 | 0 | 0 | 0 | 0 | 0 | 0 | 0 | 0 | 0 | 0 | 0 | 0 | 0 | 0
|  | 0 | 1 | 2 | 3 | 4 | 5 | 6 | 7 | 8 | 9 | 10 | 11 | 12 | 13 | 14 | 15 | 16 | 17 | 18 | 19 | 20 | 21 | 22 | 23 | 24 | 25 | 26 | 27 | 28 | 29 | 30 | 31 | 32 | 33 | 34 | 35 | 36 | 37 | 38 | 39

## TRANS4 (hidden)
Alternative 3 Name
Alternative 3 Description
Transmission Cost Impact
Base Year Is: | 2015
# Years of Revenue: | 11
Years of Costs: | r | <== "R" for same as Revenues, "L" for asset Life
Prepared By:
REVENUE CALCULATION: | c | <== "S" for Standard $/kw, "C" for Calculated amount.
| 2015 | 2016 | 2017 | 2018 | 2019 | 2020 | 2021 | 2022 | 2023 | 2024 | 2025 | 2026 | 2027 | 2028 | 2029 | 2030 | 2031 | 2032 | 2033 | 2034 | 2035 | 2036 | 2037 | 2038 | 2039 | 2040 | 2041 | 2042 | 2043 | 2044 | 2045 | 2046 | 2047 | 2048 | 2049 | 2050 | 2051 | 2052 | 2053 | 2054 | 2055
Descriptions (8) Below: | 1 | 2 | 3 | 4 | 5 | 6 | 7 | 8 | 9 | 10 | 11 | 12 | 13 | 14 | 15 | 16 | 17 | 18 | 19 | 20 | 21 | 22 | 23 | 24 | 25 | 26 | 27 | 28 | 29 | 30 | 31 | 32 | 33 | 34 | 35 | 36 | 37 | 38 | 39 | 40 | 41
These field are not required
Total Revenue: | 0 | 0 | 0 | 0 | 0 | 0 | 0 | 0 | 0 | 0 | 0 | 0 | 0 | 0 | 0 | 0 | 0 | 0 | 0 | 0 | 0 | 0 | 0 | 0 | 0 | 0 | 0 | 0 | 0 | 0 | 0 | 0 | 0 | 0 | 0 | 0 | 0 | 0 | 0 | 0 | 0
CAPITAL EXPENDITURES: | 2015 | 2016 | 2017 | 2018 | 2019 | 2020 | 2021 | 2022 | 2023 | 2024 | 2025 | 2026 | 2027 | 2028 | 2029 | 2030 | 2031 | 2032 | 2033 | 2034 | 2035 | 2036 | 2037 | 2038 | 2039 | 2040 | 2041 | 2042 | 2043 | 2044 | 2045 | 2046 | 2047 | 2048 | 2049 | 2050 | 2051 | 2052 | 2053 | 2054 | 2055
Descriptions (8) Below: | 1 | 2 | 3 | 4 | 5 | 6 | 7 | 8 | 9 | 10 | 11 | 12 | 13 | 14 | 15 | 16 | 17 | 18 | 19 | 20 | 21 | 22 | 23 | 24 | 25 | 26 | 27 | 28 | 29 | 30 | 31 | 32 | 33 | 34 | 35 | 36 | 37 | 38 | 39 | 40 | 41
1) Transmission | 0 | 0 | 0 | 0 | 0 | 0 | 0 | 0 | 0 | 0 | 0 | 0 | 0 | 0 | 0 | 0 | 0 | 0 | 0 | 0 | 0 | 0 | 0 | 0 | 0 | 0 | 0 | 0 | 0 | 0 | 0 | 0 | 0 | 0 | 0 | 0 | 0 | 0 | 0 | 0 | 0
2) | 0 | 0 | 0 | 0 | 0 | 0 | 0 | 0 | 0 | 0 | 0 | 0 | 0 | 0 | 0 | 0 | 0 | 0 | 0 | 0 | 0 | 0 | 0 | 0 | 0 | 0 | 0 | 0 | 0 | 0 | 0 | 0 | 0 | 0 | 0 | 0 | 0 | 0 | 0 | 0 | 0
3) | 0 | 0 | 0 | 0 | 0 | 0 | 0 | 0 | 0 | 0 | 0 | 0 | 0 | 0 | 0 | 0 | 0 | 0 | 0 | 0 | 0 | 0 | 0 | 0 | 0 | 0 | 0 | 0 | 0 | 0 | 0 | 0 | 0 | 0 | 0 | 0 | 0 | 0 | 0 | 0 | 0
4) | 0 | 0 | 0 | 0 | 0 | 0 | 0 | 0 | 0 | 0 | 0 | 0 | 0 | 0 | 0 | 0 | 0 | 0 | 0 | 0 | 0 | 0 | 0 | 0 | 0 | 0 | 0 | 0 | 0 | 0 | 0 | 0 | 0 | 0 | 0 | 0 | 0 | 0 | 0 | 0 | 0
5) Transmission Communication | 0 | 0 | 0 | 0 | 0 | 0 | 0 | 0 | 0 | 0 | 0 | 0 | 0 | 0 | 0 | 0 | 0 | 0 | 0 | 0 | 0 | 0 | 0 | 0 | 0 | 0 | 0 | 0 | 0 | 0 | 0 | 0 | 0 | 0 | 0 | 0 | 0 | 0 | 0 | 0 | 0
6) | 0 | 0 | 0 | 0 | 0 | 0 | 0 | 0 | 0 | 0 | 0 | 0 | 0 | 0 | 0 | 0 | 0 | 0 | 0 | 0 | 0 | 0 | 0 | 0 | 0 | 0 | 0 | 0 | 0 | 0 | 0 | 0 | 0 | 0 | 0 | 0 | 0 | 0 | 0 | 0 | 0
7) | 0 | 0 | 0 | 0 | 0 | 0 | 0 | 0 | 0 | 0 | 0 | 0 | 0 | 0 | 0 | 0 | 0 | 0 | 0 | 0 | 0 | 0 | 0 | 0 | 0 | 0 | 0 | 0 | 0 | 0 | 0 | 0 | 0 | 0 | 0 | 0 | 0 | 0 | 0 | 0 | 0
8) | 0 | 0 | 0 | 0 | 0 | 0 | 0 | 0 | 0 | 0 | 0 | 0 | 0 | 0 | 0 | 0 | 0 | 0 | 0 | 0 | 0 | 0 | 0 | 0 | 0 | 0 | 0 | 0 | 0 | 0 | 0 | 0 | 0 | 0 | 0 | 0 | 0 | 0 | 0 | 0 | 0
Total | 0 | 0 | 0 | 0 | 0 | 0 | 0 | 0 | 0 | 0 | 0 | 0 | 0 | 0 | 0 | 0 | 0 | 0 | 0 | 0 | 0 | 0 | 0 | 0 | 0 | 0 | 0 | 0 | 0 | 0 | 0 | 0 | 0 | 0 | 0 | 0 | 0 | 0 | 0 | 0 | 0
O&M EXPENDITURES: | 2015 | 2016 | 2017 | 2018 | 2019 | 2020 | 2021 | 2022 | 2023 | 2024 | 2025 | 2026 | 2027 | 2028 | 2029 | 2030 | 2031 | 2032 | 2033 | 2034 | 2035 | 2036 | 2037 | 2038 | 2039 | 2040 | 2041 | 2042 | 2043 | 2044 | 2045 | 2046 | 2047 | 2048 | 2049 | 2050 | 2051 | 2052 | 2053 | 2054 | 2055
Descriptions (8) Below: | 1 | 2 | 3 | 4 | 5 | 6 | 7 | 8 | 9 | 10 | 11 | 12 | 13 | 14 | 15 | 16 | 17 | 18 | 19 | 20 | 21 | 22 | 23 | 24 | 25 | 26 | 27 | 28 | 29 | 30 | 31 | 32 | 33 | 34 | 35 | 36 | 37 | 38 | 39 | 40 | 41
1) Incremental O&M Costs | 0 | 0 | 0 | 0 | 0 | 0 | 0 | 0 | 0 | 0 | 0 | 0 | 0 | 0 | 0 | 0 | 0 | 0 | 0 | 0 | 0 | 0 | 0 | 0 | 0 | 0 | 0 | 0 | 0 | 0 | 0 | 0 | 0 | 0 | 0 | 0 | 0 | 0 | 0 | 0 | 0
2) Incremental O&M Savings | 0 | 0 | 0 | 0 | 0 | 0 | 0 | 0 | 0 | 0 | 0 | 0 | 0 | 0 | 0 | 0 | 0 | 0 | 0 | 0 | 0 | 0 | 0 | 0 | 0 | 0 | 0 | 0 | 0 | 0 | 0 | 0 | 0 | 0 | 0 | 0 | 0 | 0 | 0 | 0 | 0
3) Energy Losses | 0 | 0 | 0 | 0 | 0 | 0 | 0 | 0 | 0 | 0 | 0 | 0 | 0 | 0 | 0 | 0 | 0 | 0 | 0 | 0 | 0 | 0 | 0 | 0 | 0 | 0 | 0 | 0 | 0 | 0 | 0 | 0 | 0 | 0 | 0 | 0 | 0 | 0 | 0 | 0 | 0
4) Insurance & Property Tax | 0 | 0 | 0 | 0 | 0 | 0 | 0 | 0 | 0 | 0 | 0 | 0 | 0 | 0 | 0 | 0 | 0 | 0 | 0 | 0 | 0 | 0 | 0 | 0 | 0 | 0 | 0 | 0 | 0 | 0 | 0 | 0 | 0 | 0 | 0 | 0 | 0 | 0 | 0 | 0 | 0
5) | 0 | 0 | 0 | 0 | 0 | 0 | 0 | 0 | 0 | 0 | 0 | 0 | 0 | 0 | 0 | 0 | 0 | 0 | 0 | 0 | 0 | 0 | 0 | 0 | 0 | 0 | 0 | 0 | 0 | 0 | 0 | 0 | 0 | 0 | 0 | 0 | 0 | 0 | 0 | 0 | 0
6) Early Retirement | 0 | 0 | 0 | 0 | 0 | 0 | 0 | 0 | 0 | 0 | 0 | 0 | 0 | 0 | 0 | 0 | 0 | 0 | 0 | 0 | 0 | 0 | 0 | 0 | 0 | 0 | 0 | 0 | 0 | 0 | 0 | 0 | 0 | 0 | 0 | 0 | 0 | 0 | 0 | 0 | 0
7) | 0 | 0 | 0 | 0 | 0 | 0 | 0 | 0 | 0 | 0 | 0 | 0 | 0 | 0 | 0 | 0 | 0 | 0 | 0 | 0 | 0 | 0 | 0 | 0 | 0 | 0 | 0 | 0 | 0 | 0 | 0 | 0 | 0 | 0 | 0 | 0 | 0 | 0 | 0 | 0 | 0
8) | 0 | 0 | 0 | 0 | 0 | 0 | 0 | 0 | 0 | 0 | 0 | 0 | 0 | 0 | 0 | 0 | 0 | 0 | 0 | 0 | 0 | 0 | 0 | 0 | 0 | 0 | 0 | 0 | 0 | 0 | 0 | 0 | 0 | 0 | 0 | 0 | 0 | 0 | 0 | 0 | 0
Total | 0 | 0 | 0 | 0 | 0 | 0 | 0 | 0 | 0 | 0 | 0 | 0 | 0 | 0 | 0 | 0 | 0 | 0 | 0 | 0 | 0 | 0 | 0 | 0 | 0 | 0 | 0 | 0 | 0 | 0 | 0 | 0 | 0 | 0 | 0 | 0 | 0 | 0 | 0 | 0 | 0
DEPRECIATION RATES: |  |  | FINANCIAL DATA
1) Transmission | 5% |  |  | Return | Ratio | B.T. Cost | A.T. Cost
2) |  |  | Debt | 5.739% | 60% | 3.444% | 3.444%
3) |  |  | Preferred | 0% | 0% | 0% | 0%
4) |  |  | Common | 8.75% | 40% | 5% | 3.5%
5) Transmission Communication | 0% |  | TOTALS |  |  | 8.444% | 6.944%
6)
7)
8) |  |  |  | INCOME TAX: |  | 30%
WORKING MODEL BEGINS
Alternative 3 Name
Alternative 3 Description | [9 empty] | Prepared By: | 2014-10-24 11:05
Transmission Cost Impact
Year | 2015 | 2016 | 2017 | 2018 | 2019 | 2020 | 2021 | 2022 | 2023 | 2024 | 2025 | 2026 | 2027 | 2028 | 2029 | 2030 | 2031 | 2032 | 2033 | 2034 | 2035 | 2036 | 2037 | 2038 | 2039 | 2040 | 2041 | 2042 | 2043 | 2044 | 2045 | 2046 | 2047 | 2048 | 2049 | 2050 | 2051 | 2052 | 2053 | 2054 | 2055
REVENUES: | 1 | 2 | 3 | 4 | 5 | 6 | 7 | 8 | 9 | 10 | 11 | 12 | 13 | 14 | 15 | 16 | 17 | 18 | 19 | 20 | 21 | 22 | 23 | 24 | 25 | 26 | 27 | 28 | 29 | 30 | 31 | 32 | 33 | 34 | 35 | 36 | 37 | 38 | 39 | 40 | 41
These field are not required | 0 | 0 | 0 | 0 | 0 | 0 | 0 | 0 | 0 | 0 | 0 | 0 | 0 | 0 | 0 | 0 | 0 | 0 | 0 | 0 | 0 | 0 | 0 | 0 | 0 | 0 | 0 | 0 | 0 | 0 | 0 | 0 | 0 | 0 | 0 | 0 | 0 | 0 | 0 | 0 | 0
| 0 | 0 | 0 | 0 | 0 | 0 | 0 | 0 | 0 | 0 | 0 | 0 | 0 | 0 | 0 | 0 | 0 | 0 | 0 | 0 | 0 | 0 | 0 | 0 | 0 | 0 | 0 | 0 | 0 | 0 | 0 | 0 | 0 | 0 | 0 | 0 | 0 | 0 | 0 | 0 | 0
| 0 | 0 | 0 | 0 | 0 | 0 | 0 | 0 | 0 | 0 | 0 | 0 | 0 | 0 | 0 | 0 | 0 | 0 | 0 | 0 | 0 | 0 | 0 | 0 | 0 | 0 | 0 | 0 | 0 | 0 | 0 | 0 | 0 | 0 | 0 | 0 | 0 | 0 | 0 | 0 | 0
| 0 | 0 | 0 | 0 | 0 | 0 | 0 | 0 | 0 | 0 | 0 | 0 | 0 | 0 | 0 | 0 | 0 | 0 | 0 | 0 | 0 | 0 | 0 | 0 | 0 | 0 | 0 | 0 | 0 | 0 | 0 | 0 | 0 | 0 | 0 | 0 | 0 | 0 | 0 | 0 | 0
| 0 | 0 | 0 | 0 | 0 | 0 | 0 | 0 | 0 | 0 | 0 | 0 | 0 | 0 | 0 | 0 | 0 | 0 | 0 | 0 | 0 | 0 | 0 | 0 | 0 | 0 | 0 | 0 | 0 | 0 | 0 | 0 | 0 | 0 | 0 | 0 | 0 | 0 | 0 | 0 | 0
| 0 | 0 | 0 | 0 | 0 | 0 | 0 | 0 | 0 | 0 | 0 | 0 | 0 | 0 | 0 | 0 | 0 | 0 | 0 | 0 | 0 | 0 | 0 | 0 | 0 | 0 | 0 | 0 | 0 | 0 | 0 | 0 | 0 | 0 | 0 | 0 | 0 | 0 | 0 | 0 | 0
| 0 | 0 | 0 | 0 | 0 | 0 | 0 | 0 | 0 | 0 | 0 | 0 | 0 | 0 | 0 | 0 | 0 | 0 | 0 | 0 | 0 | 0 | 0 | 0 | 0 | 0 | 0 | 0 | 0 | 0 | 0 | 0 | 0 | 0 | 0 | 0 | 0 | 0 | 0 | 0 | 0
| 0 | 0 | 0 | 0 | 0 | 0 | 0 | 0 | 0 | 0 | 0 | 0 | 0 | 0 | 0 | 0 | 0 | 0 | 0 | 0 | 0 | 0 | 0 | 0 | 0 | 0 | 0 | 0 | 0 | 0 | 0 | 0 | 0 | 0 | 0 | 0 | 0 | 0 | 0 | 0 | 0
Total Revenue: | 0 | 0 | 0 | 0 | 0 | 0 | 0 | 0 | 0 | 0 | 0 | 0 | 0 | 0 | 0 | 0 | 0 | 0 | 0 | 0 | 0 | 0 | 0 | 0 | 0 | 0 | 0 | 0 | 0 | 0 | 0 | 0 | 0 | 0 | 0 | 0 | 0 | 0 | 0 | 0 | 0
CAPITAL: | 1 | 2 | 3 | 4 | 5 | 6 | 7 | 8 | 9 | 10 | 11 | 12 | 13 | 14 | 15 | 16 | 17 | 18 | 19 | 20 | 21 | 22 | 23 | 24 | 25 | 26 | 27 | 28 | 29 | 30 | 31 | 32 | 33 | 34 | 35 | 36 | 37 | 38 | 39 | 40 | 41
1) Transmission | 0 | 0 | 0 | 0 | 0 | 0 | 0 | 0 | 0 | 0 | 0 | 0 | 0 | 0 | 0 | 0 | 0 | 0 | 0 | 0 | 0 | 0 | 0 | 0 | 0 | 0 | 0 | 0 | 0 | 0 | 0 | 0 | 0 | 0 | 0 | 0 | 0 | 0 | 0 | 0 | 0
2) | 0 | 0 | 0 | 0 | 0 | 0 | 0 | 0 | 0 | 0 | 0 | 0 | 0 | 0 | 0 | 0 | 0 | 0 | 0 | 0 | 0 | 0 | 0 | 0 | 0 | 0 | 0 | 0 | 0 | 0 | 0 | 0 | 0 | 0 | 0 | 0 | 0 | 0 | 0 | 0 | 0
3) | 0 | 0 | 0 | 0 | 0 | 0 | 0 | 0 | 0 | 0 | 0 | 0 | 0 | 0 | 0 | 0 | 0 | 0 | 0 | 0 | 0 | 0 | 0 | 0 | 0 | 0 | 0 | 0 | 0 | 0 | 0 | 0 | 0 | 0 | 0 | 0 | 0 | 0 | 0 | 0 | 0
4) | 0 | 0 | 0 | 0 | 0 | 0 | 0 | 0 | 0 | 0 | 0 | 0 | 0 | 0 | 0 | 0 | 0 | 0 | 0 | 0 | 0 | 0 | 0 | 0 | 0 | 0 | 0 | 0 | 0 | 0 | 0 | 0 | 0 | 0 | 0 | 0 | 0 | 0 | 0 | 0 | 0
5) Transmission Communication | 0 | 0 | 0 | 0 | 0 | 0 | 0 | 0 | 0 | 0 | 0 | 0 | 0 | 0 | 0 | 0 | 0 | 0 | 0 | 0 | 0 | 0 | 0 | 0 | 0 | 0 | 0 | 0 | 0 | 0 | 0 | 0 | 0 | 0 | 0 | 0 | 0 | 0 | 0 | 0 | 0
6) | 0 | 0 | 0 | 0 | 0 | 0 | 0 | 0 | 0 | 0 | 0 | 0 | 0 | 0 | 0 | 0 | 0 | 0 | 0 | 0 | 0 | 0 | 0 | 0 | 0 | 0 | 0 | 0 | 0 | 0 | 0 | 0 | 0 | 0 | 0 | 0 | 0 | 0 | 0 | 0 | 0
7) | 0 | 0 | 0 | 0 | 0 | 0 | 0 | 0 | 0 | 0 | 0 | 0 | 0 | 0 | 0 | 0 | 0 | 0 | 0 | 0 | 0 | 0 | 0 | 0 | 0 | 0 | 0 | 0 | 0 | 0 | 0 | 0 | 0 | 0 | 0 | 0 | 0 | 0 | 0 | 0 | 0
8) | 0 | 0 | 0 | 0 | 0 | 0 | 0 | 0 | 0 | 0 | 0 | 0 | 0 | 0 | 0 | 0 | 0 | 0 | 0 | 0 | 0 | 0 | 0 | 0 | 0 | 0 | 0 | 0 | 0 | 0 | 0 | 0 | 0 | 0 | 0 | 0 | 0 | 0 | 0 | 0 | 0
Total Capital | 0 | 0 | 0 | 0 | 0 | 0 | 0 | 0 | 0 | 0 | 0 | 0 | 0 | 0 | 0 | 0 | 0 | 0 | 0 | 0 | 0 | 0 | 0 | 0 | 0 | 0 | 0 | 0 | 0 | 0 | 0 | 0 | 0 | 0 | 0 | 0 | 0 | 0 | 0 | 0 | 0
O&M: | 1 | 2 | 3 | 4 | 5 | 6 | 7 | 8 | 9 | 10 | 11 | 12 | 13 | 14 | 15 | 16 | 17 | 18 | 19 | 20 | 21 | 22 | 23 | 24 | 25 | 26 | 27 | 28 | 29 | 30 | 31 | 32 | 33 | 34 | 35 | 36 | 37 | 38 | 39 | 40 | 41
1) Incremental O&M Costs | 0 | 0 | 0 | 0 | 0 | 0 | 0 | 0 | 0 | 0 | 0 | 0 | 0 | 0 | 0 | 0 | 0 | 0 | 0 | 0 | 0 | 0 | 0 | 0 | 0 | 0 | 0 | 0 | 0 | 0 | 0 | 0 | 0 | 0 | 0 | 0 | 0 | 0 | 0 | 0 | 0
2) Incremental O&M Savings | 0 | 0 | 0 | 0 | 0 | 0 | 0 | 0 | 0 | 0 | 0 | 0 | 0 | 0 | 0 | 0 | 0 | 0 | 0 | 0 | 0 | 0 | 0 | 0 | 0 | 0 | 0 | 0 | 0 | 0 | 0 | 0 | 0 | 0 | 0 | 0 | 0 | 0 | 0 | 0 | 0
3) Energy Losses | 0 | 0 | 0 | 0 | 0 | 0 | 0 | 0 | 0 | 0 | 0 | 0 | 0 | 0 | 0 | 0 | 0 | 0 | 0 | 0 | 0 | 0 | 0 | 0 | 0 | 0 | 0 | 0 | 0 | 0 | 0 | 0 | 0 | 0 | 0 | 0 | 0 | 0 | 0 | 0 | 0
4) Insurance & Property Tax | 0 | 0 | 0 | 0 | 0 | 0 | 0 | 0 | 0 | 0 | 0 | 0 | 0 | 0 | 0 | 0 | 0 | 0 | 0 | 0 | 0 | 0 | 0 | 0 | 0 | 0 | 0 | 0 | 0 | 0 | 0 | 0 | 0 | 0 | 0 | 0 | 0 | 0 | 0 | 0 | 0
5) | 0 | 0 | 0 | 0 | 0 | 0 | 0 | 0 | 0 | 0 | 0 | 0 | 0 | 0 | 0 | 0 | 0 | 0 | 0 | 0 | 0 | 0 | 0 | 0 | 0 | 0 | 0 | 0 | 0 | 0 | 0 | 0 | 0 | 0 | 0 | 0 | 0 | 0 | 0 | 0 | 0
6) Early Retirement | 0 | 0 | 0 | 0 | 0 | 0 | 0 | 0 | 0 | 0 | 0 | 0 | 0 | 0 | 0 | 0 | 0 | 0 | 0 | 0 | 0 | 0 | 0 | 0 | 0 | 0 | 0 | 0 | 0 | 0 | 0 | 0 | 0 | 0 | 0 | 0 | 0 | 0 | 0 | 0 | 0
7) | 0 | 0 | 0 | 0 | 0 | 0 | 0 | 0 | 0 | 0 | 0 | 0 | 0 | 0 | 0 | 0 | 0 | 0 | 0 | 0 | 0 | 0 | 0 | 0 | 0 | 0 | 0 | 0 | 0 | 0 | 0 | 0 | 0 | 0 | 0 | 0 | 0 | 0 | 0 | 0 | 0
8) | 0 | 0 | 0 | 0 | 0 | 0 | 0 | 0 | 0 | 0 | 0 | 0 | 0 | 0 | 0 | 0 | 0 | 0 | 0 | 0 | 0 | 0 | 0 | 0 | 0 | 0 | 0 | 0 | 0 | 0 | 0 | 0 | 0 | 0 | 0 | 0 | 0 | 0 | 0 | 0 | 0
Total O&M | 0 | 0 | 0 | 0 | 0 | 0 | 0 | 0 | 0 | 0 | 0 | 0 | 0 | 0 | 0 | 0 | 0 | 0 | 0 | 0 | 0 | 0 | 0 | 0 | 0 | 0 | 0 | 0 | 0 | 0 | 0 | 0 | 0 | 0 | 0 | 0 | 0 | 0 | 0 | 0 | 0
Alternative 3 Name
Alternative 3 Description
Transmission Cost Impact
Year | 2015 | 2016 | 2017 | 2018 | 2019 | 2020 | 2021 | 2022 | 2023 | 2024 | 2025 | 2026 | 2027 | 2028 | 2029 | 2030 | 2031 | 2032 | 2033 | 2034 | 2035 | 2036 | 2037 | 2038 | 2039 | 2040 | 2041 | 2042 | 2043 | 2044 | 2045 | 2046 | 2047 | 2048 | 2049 | 2050 | 2051 | 2052 | 2053 | 2054 | 2055
YEARLY DEPRECIATION: | 1 | 2 | 3 | 4 | 5 | 6 | 7 | 8 | 9 | 10 | 11 | 12 | 13 | 14 | 15 | 16 | 17 | 18 | 19 | 20 | 21 | 22 | 23 | 24 | 25 | 26 | 27 | 28 | 29 | 30 | 31 | 32 | 33 | 34 | 35 | 36 | 37 | 38 | 39 | 40 | 41 | Rates
1) Transmission | 0 | 0 | 0 | 0 | 0 | 0 | 0 | 0 | 0 | 0 | 0 | 0 | 0 | 0 | 0 | 0 | 0 | 0 | 0 | 0 | 0 | 0 | 0 | 0 | 0 | 0 | 0 | 0 | 0 | 0 | 0 | 0 | 0 | 0 | 0 | 0 | 0 | 0 | 0 | 0 | 0 | 5%
2) | 0 | 0 | 0 | 0 | 0 | 0 | 0 | 0 | 0 | 0 | 0 | 0 | 0 | 0 | 0 | 0 | 0 | 0 | 0 | 0 | 0 | 0 | 0 | 0 | 0 | 0 | 0 | 0 | 0 | 0 | 0 | 0 | 0 | 0 | 0 | 0 | 0 | 0 | 0 | 0 | 0 | 0%
3) | 0 | 0 | 0 | 0 | 0 | 0 | 0 | 0 | 0 | 0 | 0 | 0 | 0 | 0 | 0 | 0 | 0 | 0 | 0 | 0 | 0 | 0 | 0 | 0 | 0 | 0 | 0 | 0 | 0 | 0 | 0 | 0 | 0 | 0 | 0 | 0 | 0 | 0 | 0 | 0 | 0 | 0%
4) | 0 | 0 | 0 | 0 | 0 | 0 | 0 | 0 | 0 | 0 | 0 | 0 | 0 | 0 | 0 | 0 | 0 | 0 | 0 | 0 | 0 | 0 | 0 | 0 | 0 | 0 | 0 | 0 | 0 | 0 | 0 | 0 | 0 | 0 | 0 | 0 | 0 | 0 | 0 | 0 | 0 | 0%
5) Transmission Communication | 0 | 0 | 0 | 0 | 0 | 0 | 0 | 0 | 0 | 0 | 0 | 0 | 0 | 0 | 0 | 0 | 0 | 0 | 0 | 0 | 0 | 0 | 0 | 0 | 0 | 0 | 0 | 0 | 0 | 0 | 0 | 0 | 0 | 0 | 0 | 0 | 0 | 0 | 0 | 0 | 0 | 0%
6) | 0 | 0 | 0 | 0 | 0 | 0 | 0 | 0 | 0 | 0 | 0 | 0 | 0 | 0 | 0 | 0 | 0 | 0 | 0 | 0 | 0 | 0 | 0 | 0 | 0 | 0 | 0 | 0 | 0 | 0 | 0 | 0 | 0 | 0 | 0 | 0 | 0 | 0 | 0 | 0 | 0 | 0%
7) | 0 | 0 | 0 | 0 | 0 | 0 | 0 | 0 | 0 | 0 | 0 | 0 | 0 | 0 | 0 | 0 | 0 | 0 | 0 | 0 | 0 | 0 | 0 | 0 | 0 | 0 | 0 | 0 | 0 | 0 | 0 | 0 | 0 | 0 | 0 | 0 | 0 | 0 | 0 | 0 | 0 | 0%
8) | 0 | 0 | 0 | 0 | 0 | 0 | 0 | 0 | 0 | 0 | 0 | 0 | 0 | 0 | 0 | 0 | 0 | 0 | 0 | 0 | 0 | 0 | 0 | 0 | 0 | 0 | 0 | 0 | 0 | 0 | 0 | 0 | 0 | 0 | 0 | 0 | 0 | 0 | 0 | 0 | 0 | 0%
Total Depreciation | 0 | 0 | 0 | 0 | 0 | 0 | 0 | 0 | 0 | 0 | 0 | 0 | 0 | 0 | 0 | 0 | 0 | 0 | 0 | 0 | 0 | 0 | 0 | 0 | 0 | 0 | 0 | 0 | 0 | 0 | 0 | 0 | 0 | 0 | 0 | 0 | 0 | 0 | 0 | 0 | 0
ACCUMULATED DEPRECIATION: | 1 | 2 | 3 | 4 | 5 | 6 | 7 | 8 | 9 | 10 | 11 | 12 | 13 | 14 | 15 | 16 | 17 | 18 | 19 | 20 | 21 | 22 | 23 | 24 | 25 | 26 | 27 | 28 | 29 | 30 | 31 | 32 | 33 | 34 | 35 | 36 | 37 | 38 | 39 | 40 | 41
1) Transmission | 0 | 0 | 0 | 0 | 0 | 0 | 0 | 0 | 0 | 0 | 0 | 0 | 0 | 0 | 0 | 0 | 0 | 0 | 0 | 0 | 0 | 0 | 0 | 0 | 0 | 0 | 0 | 0 | 0 | 0 | 0 | 0 | 0 | 0 | 0 | 0 | 0 | 0 | 0 | 0 | 0
2) | 0 | 0 | 0 | 0 | 0 | 0 | 0 | 0 | 0 | 0 | 0 | 0 | 0 | 0 | 0 | 0 | 0 | 0 | 0 | 0 | 0 | 0 | 0 | 0 | 0 | 0 | 0 | 0 | 0 | 0 | 0 | 0 | 0 | 0 | 0 | 0 | 0 | 0 | 0 | 0 | 0
3) | 0 | 0 | 0 | 0 | 0 | 0 | 0 | 0 | 0 | 0 | 0 | 0 | 0 | 0 | 0 | 0 | 0 | 0 | 0 | 0 | 0 | 0 | 0 | 0 | 0 | 0 | 0 | 0 | 0 | 0 | 0 | 0 | 0 | 0 | 0 | 0 | 0 | 0 | 0 | 0 | 0
4) | 0 | 0 | 0 | 0 | 0 | 0 | 0 | 0 | 0 | 0 | 0 | 0 | 0 | 0 | 0 | 0 | 0 | 0 | 0 | 0 | 0 | 0 | 0 | 0 | 0 | 0 | 0 | 0 | 0 | 0 | 0 | 0 | 0 | 0 | 0 | 0 | 0 | 0 | 0 | 0 | 0
5) Transmission Communication | 0 | 0 | 0 | 0 | 0 | 0 | 0 | 0 | 0 | 0 | 0 | 0 | 0 | 0 | 0 | 0 | 0 | 0 | 0 | 0 | 0 | 0 | 0 | 0 | 0 | 0 | 0 | 0 | 0 | 0 | 0 | 0 | 0 | 0 | 0 | 0 | 0 | 0 | 0 | 0 | 0
6) | 0 | 0 | 0 | 0 | 0 | 0 | 0 | 0 | 0 | 0 | 0 | 0 | 0 | 0 | 0 | 0 | 0 | 0 | 0 | 0 | 0 | 0 | 0 | 0 | 0 | 0 | 0 | 0 | 0 | 0 | 0 | 0 | 0 | 0 | 0 | 0 | 0 | 0 | 0 | 0 | 0
7) | 0 | 0 | 0 | 0 | 0 | 0 | 0 | 0 | 0 | 0 | 0 | 0 | 0 | 0 | 0 | 0 | 0 | 0 | 0 | 0 | 0 | 0 | 0 | 0 | 0 | 0 | 0 | 0 | 0 | 0 | 0 | 0 | 0 | 0 | 0 | 0 | 0 | 0 | 0 | 0 | 0
8) | 0 | 0 | 0 | 0 | 0 | 0 | 0 | 0 | 0 | 0 | 0 | 0 | 0 | 0 | 0 | 0 | 0 | 0 | 0 | 0 | 0 | 0 | 0 | 0 | 0 | 0 | 0 | 0 | 0 | 0 | 0 | 0 | 0 | 0 | 0 | 0 | 0 | 0 | 0 | 0 | 0
PROPERTY IN SERVICE (end yr): | 1 | 2 | 3 | 4 | 5 | 6 | 7 | 8 | 9 | 10 | 11 | 12 | 13 | 14 | 15 | 16 | 17 | 18 | 19 | 20 | 21 | 22 | 23 | 24 | 25 | 26 | 27 | 28 | 29 | 30 | 31 | 32 | 33 | 34 | 35 | 36 | 37 | 38 | 39 | 40 | 41
1) Transmission | 0 | 0 | 0 | 0 | 0 | 0 | 0 | 0 | 0 | 0 | 0 | 0 | 0 | 0 | 0 | 0 | 0 | 0 | 0 | 0 | 0 | 0 | 0 | 0 | 0 | 0 | 0 | 0 | 0 | 0 | 0 | 0 | 0 | 0 | 0 | 0 | 0 | 0 | 0 | 0 | 0
2) | 0 | 0 | 0 | 0 | 0 | 0 | 0 | 0 | 0 | 0 | 0 | 0 | 0 | 0 | 0 | 0 | 0 | 0 | 0 | 0 | 0 | 0 | 0 | 0 | 0 | 0 | 0 | 0 | 0 | 0 | 0 | 0 | 0 | 0 | 0 | 0 | 0 | 0 | 0 | 0 | 0
3) | 0 | 0 | 0 | 0 | 0 | 0 | 0 | 0 | 0 | 0 | 0 | 0 | 0 | 0 | 0 | 0 | 0 | 0 | 0 | 0 | 0 | 0 | 0 | 0 | 0 | 0 | 0 | 0 | 0 | 0 | 0 | 0 | 0 | 0 | 0 | 0 | 0 | 0 | 0 | 0 | 0
4) | 0 | 0 | 0 | 0 | 0 | 0 | 0 | 0 | 0 | 0 | 0 | 0 | 0 | 0 | 0 | 0 | 0 | 0 | 0 | 0 | 0 | 0 | 0 | 0 | 0 | 0 | 0 | 0 | 0 | 0 | 0 | 0 | 0 | 0 | 0 | 0 | 0 | 0 | 0 | 0 | 0
5) Transmission Communication | 0 | 0 | 0 | 0 | 0 | 0 | 0 | 0 | 0 | 0 | 0 | 0 | 0 | 0 | 0 | 0 | 0 | 0 | 0 | 0 | 0 | 0 | 0 | 0 | 0 | 0 | 0 | 0 | 0 | 0 | 0 | 0 | 0 | 0 | 0 | 0 | 0 | 0 | 0 | 0 | 0
6) | 0 | 0 | 0 | 0 | 0 | 0 | 0 | 0 | 0 | 0 | 0 | 0 | 0 | 0 | 0 | 0 | 0 | 0 | 0 | 0 | 0 | 0 | 0 | 0 | 0 | 0 | 0 | 0 | 0 | 0 | 0 | 0 | 0 | 0 | 0 | 0 | 0 | 0 | 0 | 0 | 0
7) | 0 | 0 | 0 | 0 | 0 | 0 | 0 | 0 | 0 | 0 | 0 | 0 | 0 | 0 | 0 | 0 | 0 | 0 | 0 | 0 | 0 | 0 | 0 | 0 | 0 | 0 | 0 | 0 | 0 | 0 | 0 | 0 | 0 | 0 | 0 | 0 | 0 | 0 | 0 | 0 | 0
8) | 0 | 0 | 0 | 0 | 0 | 0 | 0 | 0 | 0 | 0 | 0 | 0 | 0 | 0 | 0 | 0 | 0 | 0 | 0 | 0 | 0 | 0 | 0 | 0 | 0 | 0 | 0 | 0 | 0 | 0 | 0 | 0 | 0 | 0 | 0 | 0 | 0 | 0 | 0 | 0 | 0
Total Project Ratebase | 0 | 0 | 0 | 0 | 0 | 0 | 0 | 0 | 0 | 0 | 0 | 0 | 0 | 0 | 0 | 0 | 0 | 0 | 0 | 0 | 0 | 0 | 0 | 0 | 0 | 0 | 0 | 0 | 0 | 0 | 0 | 0 | 0 | 0 | 0 | 0 | 0 | 0 | 0 | 0 | 0
Alternative 3 Name |  |  | Return | Ratio | B.T. Cost | A.T. Cost
Alternative 3 Description |  | Debt | 5.739% | 60% | 3.444% | 3.444%
Transmission Cost Impact |  | Preferred | 0% | 0% | 0% | 0% |  | Tax Rate | 30%
|  | Common | 8.75% | 40% | 5% | 3.5%
[5 empty] | 8.444% | 6.944%
CASH FLOWS SUMMARY:
|  |  |  | Revenue Requirements |  |  |  | Revenue |  | Surplus | CPV at | Used
Year | Ratebase | Return | Dep'n | Inc. Tax | O&M | Total |  | Allowance |  | (Deficit) | 8.444% | Year
1 2015 | 0 | 0 | 0 | 0 | 0 | 0 | 2015 NPV | 0 |  | 0 | 0 | 1
2 2016 | 0 | 0 | 0 | 0 | 0 | 0 | 0 | 0 |  | 0 | 0 | 2 |  | 12723 | -33410003.6125
3 2017 | 0 | 0 | 0 | 0 | 0 | 0 |  | 0 |  | 0 | 0 | 3 |  | 12723 | -33410003.6125
4 2018 | 0 | 0 | 0 | 0 | 0 | 0 |  | 0 |  | 0 | 0 | 4 |  | 0 | 0
5 2019 | 0 | 0 | 0 | 0 | 0 | 0 |  | 0 |  | 0 | 0 | 5
6 2020 | 0 | 0 | 0 | 0 | 0 | 0 |  | 0 |  | 0 | 0 | 6 |  | changes: | #DIV/0!
7 2021 | 0 | 0 | 0 | 0 | 0 | 0 |  | 0 |  | 0 | 0 | 7
8 2022 | 0 | 0 | 0 | 0 | 0 | 0 |  | 0 |  | 0 | 0 | 8 |  | Cont 2nd | 12723
9 2023 | 0 | 0 | 0 | 0 | 0 | 0 |  | 0 |  | 0 | 0 | 9
10 2024 | 0 | 0 | 0 | 0 | 0 | 0 |  | 0 |  | 0 | 0 | 10 |  | Cont_changed | #DIV/0!
11 2025 | 0 | 0 | 0 | 0 | 0 | 0 |  | 0 |  | 0 | 0 | 11
12 2026 | 0 | 0 | 0 | 0 | 0 | 0 |  | 0 |  | 0 | 0 | 12
13 2027 | 0 | 0 | 0 | 0 | 0 | 0 |  | 0 |  | 0 | 0 | 13
14 2028 | 0 | 0 | 0 | 0 | 0 | 0 |  | 0 |  | 0 | 0 | 14
15 2029 | 0 | 0 | 0 | 0 | 0 | 0 |  | 0 |  | 0 | 0 | 15
16 2030 | 0 | 0 | 0 | 0 | 0 | 0 |  | 0 |  | 0 | 0 | 16
17 2031 | 0 | 0 | 0 | 0 | 0 | 0 |  | 0 |  | 0 | 0 | 17
18 2032 | 0 | 0 | 0 | 0 | 0 | 0 |  | 0 |  | 0 | 0 | 18
19 2033 | 0 | 0 | 0 | 0 | 0 | 0 |  | 0 |  | 0 | 0 | 19
20 2034 | 0 | 0 | 0 | 0 | 0 | 0 |  | 0 |  | 0 | 0 | 20
21 2035 | 0 | 0 | 0 | 0 | 0 | 0 |  | 0 |  | 0 | 0 | 21
22 2036 | 0 | 0 | 0 | 0 | 0 | 0 |  | 0 |  | 0 | 0 | 22
23 2037 | 0 | 0 | 0 | 0 | 0 | 0 |  | 0 |  | 0 | 0 | 23
24 2038 | 0 | 0 | 0 | 0 | 0 | 0 |  | 0 |  | 0 | 0 | 24
25 2039 | 0 | 0 | 0 | 0 | 0 | 0 |  | 0 |  | 0 | 0 | 25
26 2040 | 0 | 0 | 0 | 0 | 0 | 0 |  | 0 |  | 0 | 0 | 26
27 2041 | 0 | 0 | 0 | 0 | 0 | 0 |  | 0 |  | 0 | 0 | 27
28 2042 | 0 | 0 | 0 | 0 | 0 | 0 |  | 0 |  | 0 | 0 | 28
29 2043 | 0 | 0 | 0 | 0 | 0 | 0 |  | 0 |  | 0 | 0 | 29
30 2044 | 0 | 0 | 0 | 0 | 0 | 0 |  | 0 |  | 0 | 0 | 30
31 2045 | 0 | 0 | 0 | 0 | 0 | 0 |  | 0 |  | 0 | 0 | 31
32 2046 | 0 | 0 | 0 | 0 | 0 | 0 |  | 0 |  | 0 | 0 | 32
33 2047 | 0 | 0 | 0 | 0 | 0 | 0 |  | 0 |  | 0 | 0 | 33
34 2048 | 0 | 0 | 0 | 0 | 0 | 0 |  | 0 |  | 0 | 0 | 34
35 2049 | 0 | 0 | 0 | 0 | 0 | 0 |  | 0 |  | 0 | 0 | 35
36 2050 | 0 | 0 | 0 | 0 | 0 | 0 |  | 0 |  | 0 | 0 | 36
37 2051 | 0 | 0 | 0 | 0 | 0 | 0 |  | 0 |  | 0 | 0 | 37
38 2052 | 0 | 0 | 0 | 0 | 0 | 0 |  | 0 |  | 0 | 0 | 38
39 2053 | 0 | 0 | 0 | 0 | 0 | 0 |  | 0 |  | 0 | 0 | 39
40 2054 | 0 | 0 | 0 | 0 | 0 | 0 |  | 0 |  | 0 | 0 | 40
41 2055 | 0 | 0 | 0 | 0 | 0 | 0 |  | 0 |  | 0 | 0 | 41
Total Revenue Area: (combines the two revenue facades)
| 0 | 1 | 2 | 3 | 4 | 5 | 6 | 7 | 8 | 9 | 10 | 11 | 12 | 13 | 14 | 15 | 16 | 17 | 18 | 19 | 20 | 21 | 22 | 23 | 24 | 25 | 26 | 27 | 28 | 29 | 30 | 31 | 32 | 33 | 34 | 35 | 36 | 37 | 38 | 39 | 40
| 0 | 0 | 0 | 0 | 0 | 0 | 0 | 0 | 0 | 0 | 0 | 0 | 0 | 0 | 0 | 0 | 0 | 0 | 0 | 0 | 0 | 0 | 0 | 0 | 0 | 0 | 0 | 0 | 0 | 0 | 0 | 0 | 0 | 0 | 0 | 0 | 0 | 0 | 0 | 0 | 0
|  | 0 | 1 | 2 | 3 | 4 | 5 | 6 | 7 | 8 | 9 | 10 | 11 | 12 | 13 | 14 | 15 | 16 | 17 | 18 | 19 | 20 | 21 | 22 | 23 | 24 | 25 | 26 | 27 | 28 | 29 | 30 | 31 | 32 | 33 | 34 | 35 | 36 | 37 | 38 | 39

## Assumptions Alternative 4 (hidden)
ATCO Electric Project Economic Evaluation | [5 empty] | Input data in | blue
Alternative 4 Name
| Alternative 4 Description |  |  |  |  | Calculated on: | 2014-10-24 11:05
Cost Impact
Assumptions:
1 | Financial Parameters
| Distribution Capital Structure and Cost | [5 empty] | Generation Capital Structure and Cost | [5 empty] | Incremental Depreciation Rates: |  | Service Life | Rate
|  | Return | Ratio | B.T. Cost | A.T. Cost |  |  | Return | Ratio | B.T. Cost | A.T. Cost |  | Transmission |  | 20 | 5%
| Debt | 5.739% | 60% | 3.444% | 3.444% |  | Debt | 5.739% | 60% | 3.444% | 3.444% |  | Distribution |  | 20 | 5%
| Preferred | 0% | 0% | 0% | 0% |  | Preferred | 0% | 0% | 0% | 0% |  | Communication |  | 0 | 0%
| Common | 8.75% | 40% | 5% | 3.5% |  | Common | 8.75% | 40% | 5% | 3.5% |  | "D" Other |  | 0 | 0%
| TOTALS |  |  | 8.444% | 6.944% |  | TOTALS |  |  | 8.444% | 6.944%
| 0 | [5 empty] | 0 | [5 empty] | 0
| Income Taxes and Escalation |  |  |  | 2011 | 2012 | 2013 | 2014 | >=2015
| Federal and Provincial Income Tax |  |  |  | 31.5% | 30% | 30% | 30% | 30%
Escalation
|  | Capital (T&D) |  |  |  | 2% | 2% | 2% | 2%
|  | O & M (T&D) |  |  |  | 2% | 2% | 2% | 2%
(50/50 blend of rate of labour & materials)
| 0 |  |  | 2015 Income Taxes |  | 30%
2 | All analysis are based on |  | 11 | of costs.
3 | Embedded distribution capital and O&M costs are not considered in analysis.
4 | Base Year ($) |  | 2015
| In-Service Date |  | 2015
5 | Incremental Capital Spending:
|  |  | Annual Escalation Factor | 1 | 1.02 | 1.02 | 1.02 | 1.02 | 1.02 | 1.02 | 1.02 | 1.02 | 1.02 | 1.02 | 1.02 | 1.02 | 1.02 | 1.02 | 1.02 | 1.02 | 1.02 | 1.02 | 1.02 | 1.02 | 1.02 | 1.02 | 1.02 | 1.02 | 1.02 | 1.02 | 1.02 | 1.02 | 1.02 | 1.02 | 1.02 | 1.02 | 1.02 | 1.02 | 1.02 | 1.02 | 1.02 | 1.02 | 1.02 | 1.02
|  |  | Compounded Escalation Factor | 1 | 1.02 | 1.0404 | 1.0612 | 1.0824 | 1.1041 | 1.1262 | 1.1487 | 1.1717 | 1.1951 | 1.219 | 1.2434 | 1.2682 | 1.2936 | 1.3195 | 1.3459 | 1.3728 | 1.4002 | 1.4282 | 1.4568 | 1.4859 | 1.5157 | 1.546 | 1.5769 | 1.6084 | 1.6406 | 1.6734 | 1.7069 | 1.741 | 1.7758 | 1.8114 | 1.8476 | 1.8845 | 1.9222 | 1.9607 | 1.9999 | 2.0399 | 2.0807 | 2.1223 | 2.1647 | 2.208
|  |  | ISD Index | 1 | 0 | 0 | 0 | 0 | 0 | 0 | 0 | 0 | 0 | 0 | 0 | 0 | 0 | 0 | 0 | 0 | 0 | 0 | 0 | 0 | 0 | 0 | 0 | 0 | 0 | 0 | 0 | 0 | 0 | 0 | 0 | 0 | 0 | 0 | 0 | 0 | 0 | 0 | 0 | 0
|  |  |  | 2015 | 2016 | 2017 | 2018 | 2019 | 2020 | 2021 | 2022 | 2023 | 2024 | 2025 | 2026 | 2027 | 2028 | 2029 | 2030 | 2031 | 2032 | 2033 | 2034 | 2035 | 2036 | 2037 | 2038 | 2039 | 2040 | 2041 | 2042 | 2043 | 2044 | 2045 | 2046 | 2047 | 2048 | 2049 | 2050 | 2051 | 2052 | 2053 | 2054 | 2055
| Enter capital expenditures in 2015 dollars |  |  | 1 | 2 | 3 | 4 | 5 | 6 | 7 | 8 | 9 | 10 | 11 | 12 | 13 | 14 | 15 | 16 | 17 | 18 | 19 | 20 | 21 | 22 | 23 | 24 | 25 | 26 | 27 | 28 | 29 | 30 | 31 | 32 | 33 | 34 | 35 | 36 | 37 | 38 | 39 | 40 | 41 | Nom $ Total | Real $ Total
(include ES&G and Contingency)
| Transmission |  |  | 0 | 0 | 0 | 0 | 0 | 0 | 0 | 0 | 0 | 0 | 0 | 0 | 0 | 0 | 0 | 0 | 0 | 0 | 0 | 0 | 0 | 0 | 0 | 0 | 0 | 0 | 0 | 0 | 0 | 0 | 0 | 0 | 0 | 0 | 0 | 0 | 0 | 0 | 0 | 0 | 0 |  | 0
| (inflated) |  |  | 0 | 0 | 0 | 0 | 0 | 0 | 0 | 0 | 0 | 0 | 0 | 0 | 0 | 0 | 0 | 0 | 0 | 0 | 0 | 0 | 0 | 0 | 0 | 0 | 0 | 0 | 0 | 0 | 0 | 0 | 0 | 0 | 0 | 0 | 0 | 0 | 0 | 0 | 0 | 0 | 0 | 0
| Distribution |  |  | 0 | 0 | 0 | 0 | 0 | 0 | 0 | 0 | 0 | 0 | 0 | 0 | 0 | 0 | 0 | 0 | 0 | 0 | 0 | 0 | 0 | 0 | 0 | 0 | 0 | 0 | 0 | 0 | 0 | 0 | 0 | 0 | 0 | 0 | 0 | 0 | 0 | 0 | 0 | 0 | 0 |  | 0
| (inflated) |  |  | 0 | 0 | 0 | 0 | 0 | 0 | 0 | 0 | 0 | 0 | 0 | 0 | 0 | 0 | 0 | 0 | 0 | 0 | 0 | 0 | 0 | 0 | 0 | 0 | 0 | 0 | 0 | 0 | 0 | 0 | 0 | 0 | 0 | 0 | 0 | 0 | 0 | 0 | 0 | 0 | 0 | 0
| Distribution Communications |  |  | 0 | 0 | 0 | 0 | 0 | 0 | 0 | 0 | 0 | 0 | 0 | 0 | 0 | 0 | 0 | 0 | 0 | 0 | 0 | 0 | 0 | 0 | 0 | 0 | 0 | 0 | 0 | 0 | 0 | 0 | 0 | 0 | 0 | 0 | 0 | 0 | 0 | 0 | 0 | 0 | 0 |  | 0
| (inflated) |  |  | 0 | 0 | 0 | 0 | 0 | 0 | 0 | 0 | 0 | 0 | 0 | 0 | 0 | 0 | 0 | 0 | 0 | 0 | 0 | 0 | 0 | 0 | 0 | 0 | 0 | 0 | 0 | 0 | 0 | 0 | 0 | 0 | 0 | 0 | 0 | 0 | 0 | 0 | 0 | 0 | 0 | 0
| Transmission Communications |  |  | 0 | 0 | 0 | 0 | 0 | 0 | 0 | 0 | 0 | 0 | 0 | 0 | 0 | 0 | 0 | 0 | 0 | 0 | 0 | 0 | 0 | 0 | 0 | 0 | 0 | 0 | 0 | 0 | 0 | 0 | 0 | 0 | 0 | 0 | 0 | 0 | 0 | 0 | 0 | 0 | 0 |  | 0
| (inflated) | (Telecom / Telecontrol) |  | 0 | 0 | 0 | 0 | 0 | 0 | 0 | 0 | 0 | 0 | 0 | 0 | 0 | 0 | 0 | 0 | 0 | 0 | 0 | 0 | 0 | 0 | 0 | 0 | 0 | 0 | 0 | 0 | 0 | 0 | 0 | 0 | 0 | 0 | 0 | 0 | 0 | 0 | 0 | 0 | 0 | 0
| Distribution Other |  |  | 0 | 0 | 0 | 0 | 0 | 0 | 0 | 0 | 0 | 0 | 0 | 0 | 0 | 0 | 0 | 0 | 0 | 0 | 0 | 0 | 0 | 0 | 0 | 0 | 0 | 0 | 0 | 0 | 0 | 0 | 0 | 0 | 0 | 0 | 0 | 0 | 0 | 0 | 0 | 0 | 0 |  | 0
| (inflated) |  |  | 0 | 0 | 0 | 0 | 0 | 0 | 0 | 0 | 0 | 0 | 0 | 0 | 0 | 0 | 0 | 0 | 0 | 0 | 0 | 0 | 0 | 0 | 0 | 0 | 0 | 0 | 0 | 0 | 0 | 0 | 0 | 0 | 0 | 0 | 0 | 0 | 0 | 0 | 0 | 0 | 0 | 0
| Total Capital Cost (2015$) |  |  | 0 | 0 | 0 | 0 | 0 | 0 | 0 | 0 | 0 | 0 | 0 | 0 | 0 | 0 | 0 | 0 | 0 | 0 | 0 | 0 | 0 | 0 | 0 | 0 | 0 | 0 | 0 | 0 | 0 | 0 | 0 | 0 | 0 | 0 | 0 | 0 | 0 | 0 | 0 | 0 | 0
| Total Capital Cost (Nom$) |  |  | 0 | 0 | 0 | 0 | 0 | 0 | 0 | 0 | 0 | 0 | 0 | 0 | 0 | 0 | 0 | 0 | 0 | 0 | 0 | 0 | 0 | 0 | 0 | 0 | 0 | 0 | 0 | 0 | 0 | 0 | 0 | 0 | 0 | 0 | 0 | 0 | 0 | 0 | 0 | 0 | 0 | 0 | 0
Source:
6 | AFUDC Calculation & Ratebase:
|  | Calculate AFUDC | No | 2015 1: (yes or no)
|  |  |  | 2015 | 2016 | 2017 | 2018 | 2019 | 2020 | 2021 | 2022 | 2023 | 2024 | 2025 | 2026 | 2027 | 2028 | 2029 | 2030 | 2031 | 2032 | 2033 | 2034 | 2035 | 2036 | 2037 | 2038 | 2039 | 2040 | 2041 | 2042 | 2043 | 2044 | 2045 | 2046 | 2047 | 2048 | 2049 | 2050 | 2051 | 2052 | 2053 | 2054 | 2055 | Total Capital w/
| Transmission |  |  | 1 | 2 | 3 | 4 | 5 | 6 | 7 | 8 | 9 | 10 | 11 | 12 | 13 | 14 | 15 | 16 | 17 | 18 | 19 | 20 | 21 | 22 | 23 | 24 | 25 | 26 | 27 | 28 | 29 | 30 | 31 | 32 | 33 | 34 | 35 | 36 | 37 | 38 | 39 | 40 | 41 | escalation & AFUDC
|  |  | Opening Balance | 0 | 0 | 0 | 0 | 0 | 0 | 0 | 0 | 0 | 0 | 0 | 0 | 0 | 0 | 0 | 0 | 0 | 0 | 0 | 0 | 0 | 0 | 0 | 0 | 0 | 0 | 0 | 0 | 0 | 0 | 0 | 0 | 0 | 0 | 0 | 0 | 0 | 0 | 0 | 0 | 0
|  |  | Capital Addition | 0 | 0 | 0 | 0 | 0 | 0 | 0 | 0 | 0 | 0 | 0 | 0 | 0 | 0 | 0 | 0 | 0 | 0 | 0 | 0 | 0 | 0 | 0 | 0 | 0 | 0 | 0 | 0 | 0 | 0 | 0 | 0 | 0 | 0 | 0 | 0 | 0 | 0 | 0 | 0 | 0
|  |  | 6.944% | 0 | 0 | 0 | 0 | 0 | 0 | 0 | 0 | 0 | 0 | 0 | 0 | 0 | 0 | 0 | 0 | 0 | 0 | 0 | 0 | 0 | 0 | 0 | 0 | 0 | 0 | 0 | 0 | 0 | 0 | 0 | 0 | 0 | 0 | 0 | 0 | 0 | 0 | 0 | 0 | 0
|  |  | RATEBASE | 0 | 0 | 0 | 0 | 0 | 0 | 0 | 0 | 0 | 0 | 0 | 0 | 0 | 0 | 0 | 0 | 0 | 0 | 0 | 0 | 0 | 0 | 0 | 0 | 0 | 0 | 0 | 0 | 0 | 0 | 0 | 0 | 0 | 0 | 0 | 0 | 0 | 0 | 0 | 0 | 0 | 0
Distribution
|  |  | Opening Balance | 0 | 0 | 0 | 0 | 0 | 0 | 0 | 0 | 0 | 0 | 0 | 0 | 0 | 0 | 0 | 0 | 0 | 0 | 0 | 0 | 0 | 0 | 0 | 0 | 0 | 0 | 0 | 0 | 0 | 0 | 0 | 0 | 0 | 0 | 0 | 0 | 0 | 0 | 0 | 0 | 0
|  |  | Capital Addition | 0 | 0 | 0 | 0 | 0 | 0 | 0 | 0 | 0 | 0 | 0 | 0 | 0 | 0 | 0 | 0 | 0 | 0 | 0 | 0 | 0 | 0 | 0 | 0 | 0 | 0 | 0 | 0 | 0 | 0 | 0 | 0 | 0 | 0 | 0 | 0 | 0 | 0 | 0 | 0 | 0
|  |  | 6.944% | 0 | 0 | 0 | 0 | 0 | 0 | 0 | 0 | 0 | 0 | 0 | 0 | 0 | 0 | 0 | 0 | 0 | 0 | 0 | 0 | 0 | 0 | 0 | 0 | 0 | 0 | 0 | 0 | 0 | 0 | 0 | 0 | 0 | 0 | 0 | 0 | 0 | 0 | 0 | 0 | 0
|  |  | RATEBASE | 0 | 0 | 0 | 0 | 0 | 0 | 0 | 0 | 0 | 0 | 0 | 0 | 0 | 0 | 0 | 0 | 0 | 0 | 0 | 0 | 0 | 0 | 0 | 0 | 0 | 0 | 0 | 0 | 0 | 0 | 0 | 0 | 0 | 0 | 0 | 0 | 0 | 0 | 0 | 0 | 0 | 0
Distribution Communications
|  |  | Opening Balance | 0 | 0 | 0 | 0 | 0 | 0 | 0 | 0 | 0 | 0 | 0 | 0 | 0 | 0 | 0 | 0 | 0 | 0 | 0 | 0 | 0 | 0 | 0 | 0 | 0 | 0 | 0 | 0 | 0 | 0 | 0 | 0 | 0 | 0 | 0 | 0 | 0 | 0 | 0 | 0 | 0
|  |  | Capital Addition | 0 | 0 | 0 | 0 | 0 | 0 | 0 | 0 | 0 | 0 | 0 | 0 | 0 | 0 | 0 | 0 | 0 | 0 | 0 | 0 | 0 | 0 | 0 | 0 | 0 | 0 | 0 | 0 | 0 | 0 | 0 | 0 | 0 | 0 | 0 | 0 | 0 | 0 | 0 | 0 | 0
|  |  | 6.944% | 0 | 0 | 0 | 0 | 0 | 0 | 0 | 0 | 0 | 0 | 0 | 0 | 0 | 0 | 0 | 0 | 0 | 0 | 0 | 0 | 0 | 0 | 0 | 0 | 0 | 0 | 0 | 0 | 0 | 0 | 0 | 0 | 0 | 0 | 0 | 0 | 0 | 0 | 0 | 0 | 0
|  |  | RATEBASE | 0 | 0 | 0 | 0 | 0 | 0 | 0 | 0 | 0 | 0 | 0 | 0 | 0 | 0 | 0 | 0 | 0 | 0 | 0 | 0 | 0 | 0 | 0 | 0 | 0 | 0 | 0 | 0 | 0 | 0 | 0 | 0 | 0 | 0 | 0 | 0 | 0 | 0 | 0 | 0 | 0 | 0
Transmission Communications
|  |  | Opening Balance | 0 | 0 | 0 | 0 | 0 | 0 | 0 | 0 | 0 | 0 | 0 | 0 | 0 | 0 | 0 | 0 | 0 | 0 | 0 | 0 | 0 | 0 | 0 | 0 | 0 | 0 | 0 | 0 | 0 | 0 | 0 | 0 | 0 | 0 | 0 | 0 | 0 | 0 | 0 | 0 | 0
|  |  | Capital Addition | 0 | 0 | 0 | 0 | 0 | 0 | 0 | 0 | 0 | 0 | 0 | 0 | 0 | 0 | 0 | 0 | 0 | 0 | 0 | 0 | 0 | 0 | 0 | 0 | 0 | 0 | 0 | 0 | 0 | 0 | 0 | 0 | 0 | 0 | 0 | 0 | 0 | 0 | 0 | 0 | 0
|  |  | 6.944% | 0 | 0 | 0 | 0 | 0 | 0 | 0 | 0 | 0 | 0 | 0 | 0 | 0 | 0 | 0 | 0 | 0 | 0 | 0 | 0 | 0 | 0 | 0 | 0 | 0 | 0 | 0 | 0 | 0 | 0 | 0 | 0 | 0 | 0 | 0 | 0 | 0 | 0 | 0 | 0 | 0
|  |  | RATEBASE | 0 | 0 | 0 | 0 | 0 | 0 | 0 | 0 | 0 | 0 | 0 | 0 | 0 | 0 | 0 | 0 | 0 | 0 | 0 | 0 | 0 | 0 | 0 | 0 | 0 | 0 | 0 | 0 | 0 | 0 | 0 | 0 | 0 | 0 | 0 | 0 | 0 | 0 | 0 | 0 | 0 | 0
Distribution Other
|  |  | Opening Balance | 0 | 0 | 0 | 0 | 0 | 0 | 0 | 0 | 0 | 0 | 0 | 0 | 0 | 0 | 0 | 0 | 0 | 0 | 0 | 0 | 0 | 0 | 0 | 0 | 0 | 0 | 0 | 0 | 0 | 0 | 0 | 0 | 0 | 0 | 0 | 0 | 0 | 0 | 0 | 0 | 0
|  |  | Capital Addition | 0 | 0 | 0 | 0 | 0 | 0 | 0 | 0 | 0 | 0 | 0 | 0 | 0 | 0 | 0 | 0 | 0 | 0 | 0 | 0 | 0 | 0 | 0 | 0 | 0 | 0 | 0 | 0 | 0 | 0 | 0 | 0 | 0 | 0 | 0 | 0 | 0 | 0 | 0 | 0 | 0
|  |  | 6.944% | 0 | 0 | 0 | 0 | 0 | 0 | 0 | 0 | 0 | 0 | 0 | 0 | 0 | 0 | 0 | 0 | 0 | 0 | 0 | 0 | 0 | 0 | 0 | 0 | 0 | 0 | 0 | 0 | 0 | 0 | 0 | 0 | 0 | 0 | 0 | 0 | 0 | 0 | 0 | 0 | 0
|  |  | RATEBASE | 0 | 0 | 0 | 0 | 0 | 0 | 0 | 0 | 0 | 0 | 0 | 0 | 0 | 0 | 0 | 0 | 0 | 0 | 0 | 0 | 0 | 0 | 0 | 0 | 0 | 0 | 0 | 0 | 0 | 0 | 0 | 0 | 0 | 0 | 0 | 0 | 0 | 0 | 0 | 0 | 0 | 0
Total Rate Base
|  |  | Opening Balance | 0 | 0 | 0 | 0 | 0 | 0 | 0 | 0 | 0 | 0 | 0 | 0 | 0 | 0 | 0 | 0 | 0 | 0 | 0 | 0 | 0 | 0 | 0 | 0 | 0 | 0 | 0 | 0 | 0 | 0 | 0 | 0 | 0 | 0 | 0 | 0 | 0 | 0 | 0 | 0 | 0
|  |  | Capital Addition | 0 | 0 | 0 | 0 | 0 | 0 | 0 | 0 | 0 | 0 | 0 | 0 | 0 | 0 | 0 | 0 | 0 | 0 | 0 | 0 | 0 | 0 | 0 | 0 | 0 | 0 | 0 | 0 | 0 | 0 | 0 | 0 | 0 | 0 | 0 | 0 | 0 | 0 | 0 | 0 | 0
|  |  | AFUDC | 0 | 0 | 0 | 0 | 0 | 0 | 0 | 0 | 0 | 0 | 0 | 0 | 0 | 0 | 0 | 0 | 0 | 0 | 0 | 0 | 0 | 0 | 0 | 0 | 0 | 0 | 0 | 0 | 0 | 0 | 0 | 0 | 0 | 0 | 0 | 0 | 0 | 0 | 0 | 0 | 0
|  |  | RATEBASE | 0 | 0 | 0 | 0 | 0 | 0 | 0 | 0 | 0 | 0 | 0 | 0 | 0 | 0 | 0 | 0 | 0 | 0 | 0 | 0 | 0 | 0 | 0 | 0 | 0 | 0 | 0 | 0 | 0 | 0 | 0 | 0 | 0 | 0 | 0 | 0 | 0 | 0 | 0 | 0 | 0 | 0
7 | Incremental Operation and Maintenance Costs:
|  |  | Annual Escalation Factor | 1 | 1.02 | 1.02 | 1.02 | 1.02 | 1.02 | 1.02 | 1.02 | 1.02 | 1.02 | 1.02 | 1.02 | 1.02 | 1.02 | 1.02 | 1.02 | 1.02 | 1.02 | 1.02 | 1.02 | 1.02 | 1.02 | 1.02 | 1.02 | 1.02 | 1.02 | 1.02 | 1.02 | 1.02 | 1.02 | 1.02 | 1.02 | 1.02 | 1.02 | 1.02 | 1.02 | 1.02 | 1.02 | 1.02 | 1.02 | 1.02
|  |  | Compounded Escalation Factor | 1 | 1.02 | 1.0404 | 1.0612 | 1.0824 | 1.1041 | 1.1262 | 1.1487 | 1.1717 | 1.1951 | 1.219 | 1.2434 | 1.2682 | 1.2936 | 1.3195 | 1.3459 | 1.3728 | 1.4002 | 1.4282 | 1.4568 | 1.4859 | 1.5157 | 1.546 | 1.5769 | 1.6084 | 1.6406 | 1.6734 | 1.7069 | 1.741 | 1.7758 | 1.8114 | 1.8476 | 1.8845 | 1.9222 | 1.9607 | 1.9999 | 2.0399 | 2.0807 | 2.1223 | 2.1647 | 2.208
|  |  | ISD Index | 1 | 0 | 0 | 0 | 0 | 0 | 0 | 0 | 0 | 0 | 0 | 0 | 0 | 0 | 0 | 0 | 0 | 0 | 0 | 0 | 0 | 0 | 0 | 0 | 0 | 0 | 0 | 0 | 0 | 0 | 0 | 0 | 0 | 0 | 0 | 0 | 0 | 0 | 0 | 0 | 0
| O&M Calculated based on Percentage of Rate Base (Nom$) |  |  | (yes or no) 2016 2: Yes; (yes or no) 2017 3: (yes or no)
If non-linear O&M is required, manually input the data into the Manual Input table.
O & M based on a percentage of capital cost at ISD, escalated thereafter.
|  |  |  | 2015 | 2016 | 2017 | 2018 | 2019 | 2020 | 2021 | 2022 | 2023 | 2024 | 2025 | 2026 | 2027 | 2028 | 2029 | 2030 | 2031 | 2032 | 2033 | 2034 | 2035 | 2036 | 2037 | 2038 | 2039 | 2040 | 2041 | 2042 | 2043 | 2044 | 2045 | 2046 | 2047 | 2048 | 2049 | 2050 | 2051 | 2052 | 2053 | 2054 | 2055
|  |  | O&M Rates | 1 | 2 | 3 | 4 | 5 | 6 | 7 | 8 | 9 | 10 | 11 | 12 | 13 | 14 | 15 | 16 | 17 | 18 | 19 | 20 | 21 | 22 | 23 | 24 | 25 | 26 | 27 | 28 | 29 | 30 | 31 | 32 | 33 | 34 | 35 | 36 | 37 | 38 | 39 | 40 | 41
| Transmission Rate = |  | 0% | 0 | 0 | 0 | 0 | 0 | 0 | 0 | 0 | 0 | 0 | 0 | 0 | 0 | 0 | 0 | 0 | 0 | 0 | 0 | 0 | 0 | 0 | 0 | 0 | 0 | 0 | 0 | 0 | 0 | 0 | 0 | 0 | 0 | 0 | 0 | 0 | 0 | 0 | 0 | 0 | 0
| Distribution Rate = |  | 0% | 0 | 0 | 0 | 0 | 0 | 0 | 0 | 0 | 0 | 0 | 0 | 0 | 0 | 0 | 0 | 0 | 0 | 0 | 0 | 0 | 0 | 0 | 0 | 0 | 0 | 0 | 0 | 0 | 0 | 0 | 0 | 0 | 0 | 0 | 0 | 0 | 0 | 0 | 0 | 0 | 0
| Distribution Communications Rate = |  | 0% | 0 | 0 | 0 | 0 | 0 | 0 | 0 | 0 | 0 | 0 | 0 | 0 | 0 | 0 | 0 | 0 | 0 | 0 | 0 | 0 | 0 | 0 | 0 | 0 | 0 | 0 | 0 | 0 | 0 | 0 | 0 | 0 | 0 | 0 | 0 | 0 | 0 | 0 | 0 | 0 | 0
| Transmission Communications Rate = |  | 0% | 0 | 0 | 0 | 0 | 0 | 0 | 0 | 0 | 0 | 0 | 0 | 0 | 0 | 0 | 0 | 0 | 0 | 0 | 0 | 0 | 0 | 0 | 0 | 0 | 0 | 0 | 0 | 0 | 0 | 0 | 0 | 0 | 0 | 0 | 0 | 0 | 0 | 0 | 0 | 0 | 0
| Distribution Other Rate = |  | 0% | 0 | 0 | 0 | 0 | 0 | 0 | 0 | 0 | 0 | 0 | 0 | 0 | 0 | 0 | 0 | 0 | 0 | 0 | 0 | 0 | 0 | 0 | 0 | 0 | 0 | 0 | 0 | 0 | 0 | 0 | 0 | 0 | 0 | 0 | 0 | 0 | 0 | 0 | 0 | 0 | 0
|  | Total |  | 0 | 0 | 0 | 0 | 0 | 0 | 0 | 0 | 0 | 0 | 0 | 0 | 0 | 0 | 0 | 0 | 0 | 0 | 0 | 0 | 0 | 0 | 0 | 0 | 0 | 0 | 0 | 0 | 0 | 0 | 0 | 0 | 0 | 0 | 0 | 0 | 0 | 0 | 0 | 0 | 0
O&M Manual Input (2015$)
|  |  |  | 1 | 2 | 3 | 4 | 5 | 6 | 7 | 8 | 9 | 10 | 11 | 12 | 13 | 14 | 15 | 16 | 17 | 18 | 19 | 20 | 21 | 22 | 23 | 24 | 25 | 26 | 27 | 28 | 29 | 30 | 31 | 32 | 33 | 34 | 35 | 36 | 37 | 38 | 39 | 40 | 41
|  | Transmission O&M |  | 0 | 0 | 0 | 0 | 0 | 0 | 0 | 0 | 0 | 0 | 0 | 0 | 0 | 0 | 0 | 0 | 0 | 0 | 0 | 0 | 0 | 0 | 0 | 0 | 0 | 0 | 0 | 0 | 0 | 0 | 0 | 0 | 0 | 0 | 0 | 0 | 0 | 0 | 0 | 0 | 0
|  | Distribution O&M |  | 0 | 0 | 0 | 0 | 0 | 0 | 0 | 0 | 0 | 0 | 0 | 0 | 0 | 0 | 0 | 0 | 0 | 0 | 0 | 0 | 0 | 0 | 0 | 0 | 0 | 0 | 0 | 0 | 0 | 0 | 0 | 0 | 0 | 0 | 0 | 0 | 0 | 0 | 0 | 0 | 0
|  | Distribution Communications O&M |  | 0 | 0 | 0 | 0 | 0 | 0 | 0 | 0 | 0 | 0 | 0 | 0 | 0 | 0 | 0 | 0 | 0 | 0 | 0 | 0 | 0 | 0 | 0 | 0 | 0 | 0 | 0 | 0 | 0 | 0 | 0 | 0 | 0 | 0 | 0 | 0 | 0 | 0 | 0 | 0 | 0
|  | Transmission Communications O&M |  | 0 | 0 | 0 | 0 | 0 | 0 | 0 | 0 | 0 | 0 | 0 | 0 | 0 | 0 | 0 | 0 | 0 | 0 | 0 | 0 | 0 | 0 | 0 | 0 | 0 | 0 | 0 | 0 | 0 | 0 | 0 | 0 | 0 | 0 | 0 | 0 | 0 | 0 | 0 | 0 | 0
|  | Distribution Other O&M |  | 0 | 0 | 0 | 0 | 0 | 0 | 0 | 0 | 0 | 0 | 0 | 0 | 0 | 0 | 0 | 0 | 0 | 0 | 0 | 0 | 0 | 0 | 0 | 0 | 0 | 0 | 0 | 0 | 0 | 0 | 0 | 0 | 0 | 0 | 0 | 0 | 0 | 0 | 0 | 0 | 0
|  |  |  | 0 | 0 | 0 | 0 | 0 | 0 | 0 | 0 | 0 | 0 | 0 | 0 | 0 | 0 | 0 | 0 | 0 | 0 | 0 | 0 | 0 | 0 | 0 | 0 | 0 | 0 | 0 | 0 | 0 | 0 | 0 | 0 | 0 | 0 | 0 | 0 | 0 | 0 | 0 | 0 | 0
Escalated Manually Input O&M (Nom$)
|  |  |  | 1 | 2 | 3 | 4 | 5 | 6 | 7 | 8 | 9 | 10 | 11 | 12 | 13 | 14 | 15 | 16 | 17 | 18 | 19 | 20 | 21 | 22 | 23 | 24 | 25 | 26 | 27 | 28 | 29 | 30 | 31 | 32 | 33 | 34 | 35 | 36 | 37 | 38 | 39 | 40 | 41
|  | Transmission O&M |  | 0 | 0 | 0 | 0 | 0 | 0 | 0 | 0 | 0 | 0 | 0 | 0 | 0 | 0 | 0 | 0 | 0 | 0 | 0 | 0 | 0 | 0 | 0 | 0 | 0 | 0 | 0 | 0 | 0 | 0 | 0 | 0 | 0 | 0 | 0 | 0 | 0 | 0 | 0 | 0 | 0
|  | Distribution O&M |  | 0 | 0 | 0 | 0 | 0 | 0 | 0 | 0 | 0 | 0 | 0 | 0 | 0 | 0 | 0 | 0 | 0 | 0 | 0 | 0 | 0 | 0 | 0 | 0 | 0 | 0 | 0 | 0 | 0 | 0 | 0 | 0 | 0 | 0 | 0 | 0 | 0 | 0 | 0 | 0 | 0
|  | Distribution Communications O&M |  | 0 | 0 | 0 | 0 | 0 | 0 | 0 | 0 | 0 | 0 | 0 | 0 | 0 | 0 | 0 | 0 | 0 | 0 | 0 | 0 | 0 | 0 | 0 | 0 | 0 | 0 | 0 | 0 | 0 | 0 | 0 | 0 | 0 | 0 | 0 | 0 | 0 | 0 | 0 | 0 | 0
|  | Transmission Communications O&M |  | 0 | 0 | 0 | 0 | 0 | 0 | 0 | 0 | 0 | 0 | 0 | 0 | 0 | 0 | 0 | 0 | 0 | 0 | 0 | 0 | 0 | 0 | 0 | 0 | 0 | 0 | 0 | 0 | 0 | 0 | 0 | 0 | 0 | 0 | 0 | 0 | 0 | 0 | 0 | 0 | 0
|  | Distribution Other O&M |  | 0 | 0 | 0 | 0 | 0 | 0 | 0 | 0 | 0 | 0 | 0 | 0 | 0 | 0 | 0 | 0 | 0 | 0 | 0 | 0 | 0 | 0 | 0 | 0 | 0 | 0 | 0 | 0 | 0 | 0 | 0 | 0 | 0 | 0 | 0 | 0 | 0 | 0 | 0 | 0 | 0
|  |  |  | 0 | 0 | 0 | 0 | 0 | 0 | 0 | 0 | 0 | 0 | 0 | 0 | 0 | 0 | 0 | 0 | 0 | 0 | 0 | 0 | 0 | 0 | 0 | 0 | 0 | 0 | 0 | 0 | 0 | 0 | 0 | 0 | 0 | 0 | 0 | 0 | 0 | 0 | 0 | 0 | 0
Source:
8 | Incremental Annual Operation and Maintenance Savings:
Manually input the continuous O&M savings. The savings will appear at the ISD and will automatically extrapolate thereafter.
If there are non-continuous savings, manually input the amounts in the corresponding years as negative numbers in the above Section #7.
[5 empty] | Savings in |  |  | Escalated
[5 empty] | 2015 Dollars | (Enter negative numbers) |  | Savings in ISD Year (2015)
|  |  | Transmission | 2: 0; 5: 0
|  |  | Distribution | 2: 0; 5: 0
|  |  | Distribution Communications | 2: 0; 5: 0
|  |  | Transmission Communications | 2: 0; 5: 0
|  |  | Distribution Other | 2: 0; 5: 0
[5 empty] | 0 |  |  | 0
|  |  | Source: | 2: Savings will be escalated after year 1
9 | Load and Assumptions:
If additional load is required in subsequent years, manually input the data in corresponding years. This is for information only.
[6 empty] | Distribution | Transmission
| Current Peak Load: |  | 0 | 1: Load Factor:; 3: 80%; 4: 83%
| Load Growth Forecast: |  | 0% | 1: Loss Factor:; 3: 65.27%; 4: 70.03%
|  |  |  | Growth Loss Factor: |  | 0% | 0%
Source: Bruce Ramsay, Load Research
|  |  |  | 1 | 2 | 3 | 4 | 5 | 6 | 7 | 8 | 9 | 10 | 11 | 12 | 13 | 14 | 15 | 16 | 17 | 18 | 19 | 20 | 21 | 22 | 23 | 24 | 25 | 26 | 27 | 28 | 29 | 30 | 31 | 32 | 33 | 34 | 35 | 36 | 37 | 38 | 39 | 40 | 41
|  |  |  | 2015 | 2016 | 2017 | 2018 | 2019 | 2020 | 2021 | 2022 | 2023 | 2024 | 2025 | 2026 | 2027 | 2028 | 2029 | 2030 | 2031 | 2032 | 2033 | 2034 | 2035 | 2036 | 2037 | 2038 | 2039 | 2040 | 2041 | 2042 | 2043 | 2044 | 2045 | 2046 | 2047 | 2048 | 2049 | 2050 | 2051 | 2052 | 2053 | 2054 | 2055
|  |  | Peak Load: | 0 | 0 | 0 | 0 | 0 | 0 | 0 | 0 | 0 | 0 | 0 | 0 | 0 | 0 | 0 | 0 | 0 | 0 | 0 | 0 | 0 | 0 | 0 | 0 | 0 | 0 | 0 | 0 | 0 | 0 | 0 | 0 | 0 | 0 | 0 | 0 | 0 | 0 | 0 | 0 | 0
|  |  | Manual Load Input: | 0 | 0 | 0 | 0 | 0 | 0 | 0 | 0 | 0 | 0 | 0 | 0 | 0 | 0 | 0 | 0 | 0 | 0 | 0 | 0 | 0 | 0 | 0 | 0 | 0 | 0 | 0 | 0 | 0 | 0 | 0 | 0 | 0 | 0 | 0 | 0 | 0 | 0 | 0 | 0 | 0
|  |  | TOTAL Load: | 0 | 0 | 0 | 0 | 0 | 0 | 0 | 0 | 0 | 0 | 0 | 0 | 0 | 0 | 0 | 0 | 0 | 0 | 0 | 0 | 0 | 0 | 0 | 0 | 0 | 0 | 0 | 0 | 0 | 0 | 0 | 0 | 0 | 0 | 0 | 0 | 0 | 0 | 0 | 0 | 0
Source:
10 | Distribution Peak Line Losses:
(yes or no)
|  | Distribution Losses @ ISD: | 0 | Source: Bruce Ramsay, Load Research 1 2015: Future losses based on Growth Loss Factor; Source: Bruce Ramsay, Load Research 4 2018: Yes; Source: Bruce Ramsay, Load Research 5 2019: (if no, manually input the Losses in the corresponding year)
|  |  |  | 1 | 2 | 3 | 4 | 5 | 6 | 7 | 8 | 9 | 10 | 11 | 12 | 13 | 14 | 15 | 16 | 17 | 18 | 19 | 20 | 21 | 22 | 23 | 24 | 25 | 26 | 27 | 28 | 29 | 30 | 31 | 32 | 33 | 34 | 35 | 36 | 37 | 38 | 39 | 40 | 41
|  |  |  | 2015 | 2016 | 2017 | 2018 | 2019 | 2020 | 2021 | 2022 | 2023 | 2024 | 2025 | 2026 | 2027 | 2028 | 2029 | 2030 | 2031 | 2032 | 2033 | 2034 | 2035 | 2036 | 2037 | 2038 | 2039 | 2040 | 2041 | 2042 | 2043 | 2044 | 2045 | 2046 | 2047 | 2048 | 2049 | 2050 | 2051 | 2052 | 2053 | 2054 | 2055
|  |  | Distribution Peak Losses: | 0 | 0 | 0 | 0 | 0 | 0 | 0 | 0 | 0 | 0 | 0 | 0 | 0 | 0 | 0 | 0 | 0 | 0 | 0 | 0 | 0 | 0 | 0 | 0 | 0 | 0 | 0 | 0 | 0 | 0 | 0 | 0 | 0 | 0 | 0 | 0 | 0 | 0 | 0 | 0 | 0
|  |  | Manual Loss Input: | 0 | 0 | 0 | 0 | 0 | 0 | 0 | 0 | 0 | 0 | 0 | 0 | 0 | 0 | 0 | 0 | 0 | 0 | 0 | 0 | 0 | 0 | 0 | 0 | 0 | 0 | 0 | 0 | 0 | 0 | 0 | 0 | 0 | 0 | 0 | 0 | 0 | 0 | 0 | 0 | 0
|  |  | TOTAL: | 0 | 0 | 0 | 0 | 0 | 0 | 0 | 0 | 0 | 0 | 0 | 0 | 0 | 0 | 0 | 0 | 0 | 0 | 0 | 0 | 0 | 0 | 0 | 0 | 0 | 0 | 0 | 0 | 0 | 0 | 0 | 0 | 0 | 0 | 0 | 0 | 0 | 0 | 0 | 0 | 0
Source:
11 | Transmission Peak Line Losses:
(yes or no)
|  | Transmission Losses @ ISD: | 0 | Future losses based on Growth Loss Factor 1 2015: Future losses based on Growth Loss Factor; Yes 4 2018: Yes; (if no, manually input the Losses in the corresponding year) 5 2019: (if no, manually input the Losses in the corresponding year)
|  |  |  | 1 | 2 | 3 | 4 | 5 | 6 | 7 | 8 | 9 | 10 | 11 | 12 | 13 | 14 | 15 | 16 | 17 | 18 | 19 | 20 | 21 | 22 | 23 | 24 | 25 | 26 | 27 | 28 | 29 | 30 | 31 | 32 | 33 | 34 | 35 | 36 | 37 | 38 | 39 | 40 | 41
|  |  |  | 2015 | 2016 | 2017 | 2018 | 2019 | 2020 | 2021 | 2022 | 2023 | 2024 | 2025 | 2026 | 2027 | 2028 | 2029 | 2030 | 2031 | 2032 | 2033 | 2034 | 2035 | 2036 | 2037 | 2038 | 2039 | 2040 | 2041 | 2042 | 2043 | 2044 | 2045 | 2046 | 2047 | 2048 | 2049 | 2050 | 2051 | 2052 | 2053 | 2054 | 2055
|  |  | Transmission Peak Losses: | 0 | 0 | 0 | 0 | 0 | 0 | 0 | 0 | 0 | 0 | 0 | 0 | 0 | 0 | 0 | 0 | 0 | 0 | 0 | 0 | 0 | 0 | 0 | 0 | 0 | 0 | 0 | 0 | 0 | 0 | 0 | 0 | 0 | 0 | 0 | 0 | 0 | 0 | 0 | 0 | 0
|  |  | Manual Input: | 0 | 0 | 0 | 0 | 0 | 0 | 0 | 0 | 0 | 0 | 0 | 0 | 0 | 0 | 0 | 0 | 0 | 0 | 0 | 0 | 0 | 0 | 0 | 0 | 0 | 0 | 0 | 0 | 0 | 0 | 0 | 0 | 0 | 0 | 0 | 0 | 0 | 0 | 0 | 0 | 0
|  |  | TOTAL: | 0 | 0 | 0 | 0 | 0 | 0 | 0 | 0 | 0 | 0 | 0 | 0 | 0 | 0 | 0 | 0 | 0 | 0 | 0 | 0 | 0 | 0 | 0 | 0 | 0 | 0 | 0 | 0 | 0 | 0 | 0 | 0 | 0 | 0 | 0 | 0 | 0 | 0 | 0 | 0 | 0
Source:
12 | Cost of Energy: |  | 2015 | Future losses based on Growth Loss Factor 1 2015: 2016; Future losses based on Growth Loss Factor 2 2016: 2017; Future losses based on Growth Loss Factor 3 2017: 2018; Yes 4 2018: 2019; (if no, manually input the Losses in the corresponding year) 5 2019: Escalation therafter
| Power Pool Energy Price ($/MWh) |  | 70.875 | Future losses based on Growth Loss Factor 1 2015: 51.5; Future losses based on Growth Loss Factor 2 2016: 47.5; Future losses based on Growth Loss Factor 3 2017: 51; Yes 4 2018: 54.5; (if no, manually input the Losses in the corresponding year) 5 2019: 2%
| Source: | Chase Energy Report dated May 2, 2013
13 | Distribution Line Loss Calculation:
(Peak Losses x (LF)^1.912 x 8,760 x Price)
|  |  |  | 2015 | 2016 | 2017 | 2018 | 2019 | 2020 | 2021 | 2022 | 2023 | 2024 | 2025 | 2026 | 2027 | 2028 | 2029 | 2030 | 2031 | 2032 | 2033 | 2034 | 2035 | 2036 | 2037 | 2038 | 2039 | 2040 | 2041 | 2042 | 2043 | 2044 | 2045 | 2046 | 2047 | 2048 | 2049 | 2050 | 2051 | 2052 | 2053 | 2054 | 2055
|  |  |  | 1 | 2 | 3 | 4 | 5 | 6 | 7 | 8 | 9 | 10 | 11 | 12 | 13 | 14 | 15 | 16 | 17 | 18 | 19 | 20 | 21 | 22 | 23 | 24 | 25 | 26 | 27 | 28 | 29 | 30 | 31 | 32 | 33 | 34 | 35 | 36 | 37 | 38 | 39 | 40 | 41
|  | Line Losses (kW.h) |  | 0 | 0 | 0 | 0 | 0 | 0 | 0 | 0 | 0 | 0 | 0 | 0 | 0 | 0 | 0 | 0 | 0 | 0 | 0 | 0 | 0 | 0 | 0 | 0 | 0 | 0 | 0 | 0 | 0 | 0 | 0 | 0 | 0 | 0 | 0 | 0 | 0 | 0 | 0 | 0 | 0
|  | Cost of Energy (Nom$/kWh) |  | 0.070875 | 0.0515 | 0.0475 | 0.051 | 0.0545 | 0.05559 | 0.056702 | 0.057836 | 0.058993 | 0.060172 | 0.061376 | 0.062603 | 0.063855 | 0.065133 | 0.066435 | 0.067764 | 0.069119 | 0.070502 | 0.071912 | 0.07335 | 0.074817 | 0.076313 | 0.077839 | 0.079396 | 0.080984 | 0.082604 | 0.084256 | 0.085941 | 0.08766 | 0.089413 | 0.091201 | 0.093025 | 0.094886 | 0.096784 | 0.098719 | 0.10069 | 0.10271 | 0.10476 | 0.10686 | 0.10899 | 0.11117
|  | Line Loss Value (Nom$) |  | 0 | 0 | 0 | 0 | 0 | 0 | 0 | 0 | 0 | 0 | 0 | 0 | 0 | 0 | 0 | 0 | 0 | 0 | 0 | 0 | 0 | 0 | 0 | 0 | 0 | 0 | 0 | 0 | 0 | 0 | 0 | 0 | 0 | 0 | 0 | 0 | 0 | 0 | 0 | 0 | 0
14 | Transmission Line Loss Calculation:
(Peak Losses x (LF)^1.912 x 8,760 x Price)
|  |  |  | 2015 | 2016 | 2017 | 2018 | 2019 | 2020 | 2021 | 2022 | 2023 | 2024 | 2025 | 2026 | 2027 | 2028 | 2029 | 2030 | 2031 | 2032 | 2033 | 2034 | 2035 | 2036 | 2037 | 2038 | 2039 | 2040 | 2041 | 2042 | 2043 | 2044 | 2045 | 2046 | 2047 | 2048 | 2049 | 2050 | 2051 | 2052 | 2053 | 2054 | 2055
|  |  |  | 1 | 2 | 3 | 4 | 5 | 6 | 7 | 8 | 9 | 10 | 11 | 12 | 13 | 14 | 15 | 16 | 17 | 18 | 19 | 20 | 21 | 22 | 23 | 24 | 25 | 26 | 27 | 28 | 29 | 30 | 31 | 32 | 33 | 34 | 35 | 36 | 37 | 38 | 39 | 40 | 41
|  | Line Losses (kW.h) |  | 0 | 0 | 0 | 0 | 0 | 0 | 0 | 0 | 0 | 0 | 0 | 0 | 0 | 0 | 0 | 0 | 0 | 0 | 0 | 0 | 0 | 0 | 0 | 0 | 0 | 0 | 0 | 0 | 0 | 0 | 0 | 0 | 0 | 0 | 0 | 0 | 0 | 0 | 0 | 0 | 0
|  | Cost of Energy (Nom$/kWh) |  | 0.070875 | 0.0515 | 0.0475 | 0.051 | 0.0545 | 0.05559 | 0.056702 | 0.057836 | 0.058993 | 0.060172 | 0.061376 | 0.062603 | 0.063855 | 0.065133 | 0.066435 | 0.067764 | 0.069119 | 0.070502 | 0.071912 | 0.07335 | 0.074817 | 0.076313 | 0.077839 | 0.079396 | 0.080984 | 0.082604 | 0.084256 | 0.085941 | 0.08766 | 0.089413 | 0.091201 | 0.093025 | 0.094886 | 0.096784 | 0.098719 | 0.10069 | 0.10271 | 0.10476 | 0.10686 | 0.10899 | 0.11117
|  | Line Loss Value (Nom$) |  | 0 | 0 | 0 | 0 | 0 | 0 | 0 | 0 | 0 | 0 | 0 | 0 | 0 | 0 | 0 | 0 | 0 | 0 | 0 | 0 | 0 | 0 | 0 | 0 | 0 | 0 | 0 | 0 | 0 | 0 | 0 | 0 | 0 | 0 | 0 | 0 | 0 | 0 | 0 | 0 | 0
15 | Insurance and Property Tax: |  |  | 2016 2: Include Ins. & Prop. Tax:; 2017 3: Yes; 2018 4: (yes or no)
Insurance and property tax is a percentage of property in service on an annual basis.
|  |  |  | Property Tax | Insurance
| Transmission |  |  | 2015 1: 0.914%; 2016 2: 0.127%
| Distribution |  |  | 2015 1: 0.235%; 2016 2: 0.082%
| Communication |  |  | 2015 1: 0.966%; 2016 2: 0.116%
| Distribution Other |  |  | 2015 1: 0.076%; 2016 2: 0.078%
|  |  |  | 2015 | 2016 | 2017 | 2018 | 2019 | 2020 | 2021 | 2022 | 2023 | 2024 | 2025 | 2026 | 2027 | 2028 | 2029 | 2030 | 2031 | 2032 | 2033 | 2034 | 2035 | 2036 | 2037 | 2038 | 2039 | 2040 | 2041 | 2042 | 2043 | 2044 | 2045 | 2046 | 2047 | 2048 | 2049 | 2050 | 2051 | 2052 | 2053 | 2054 | 2055
|  | Year: |  | 1 | 2 | 3 | 4 | 5 | 6 | 7 | 8 | 9 | 10 | 11 | 12 | 13 | 14 | 15 | 16 | 17 | 18 | 19 | 20 | 21 | 22 | 23 | 24 | 25 | 26 | 27 | 28 | 29 | 30 | 31 | 32 | 33 | 34 | 35 | 36 | 37 | 38 | 39 | 40 | 41
|  | Transmission |  | 0 | 0 | 0 | 0 | 0 | 0 | 0 | 0 | 0 | 0 | 0 | 0 | 0 | 0 | 0 | 0 | 0 | 0 | 0 | 0 | 0 | 0 | 0 | 0 | 0 | 0 | 0 | 0 | 0 | 0 | 0 | 0 | 0 | 0 | 0 | 0 | 0 | 0 | 0 | 0 | 0
|  | Distribution |  | 0 | 0 | 0 | 0 | 0 | 0 | 0 | 0 | 0 | 0 | 0 | 0 | 0 | 0 | 0 | 0 | 0 | 0 | 0 | 0 | 0 | 0 | 0 | 0 | 0 | 0 | 0 | 0 | 0 | 0 | 0 | 0 | 0 | 0 | 0 | 0 | 0 | 0 | 0 | 0 | 0
|  | Distribution Communications |  | 0 | 0 | 0 | 0 | 0 | 0 | 0 | 0 | 0 | 0 | 0 | 0 | 0 | 0 | 0 | 0 | 0 | 0 | 0 | 0 | 0 | 0 | 0 | 0 | 0 | 0 | 0 | 0 | 0 | 0 | 0 | 0 | 0 | 0 | 0 | 0 | 0 | 0 | 0 | 0 | 0
|  | Transmission Communications |  | 0 | 0 | 0 | 0 | 0 | 0 | 0 | 0 | 0 | 0 | 0 | 0 | 0 | 0 | 0 | 0 | 0 | 0 | 0 | 0 | 0 | 0 | 0 | 0 | 0 | 0 | 0 | 0 | 0 | 0 | 0 | 0 | 0 | 0 | 0 | 0 | 0 | 0 | 0 | 0 | 0
|  | Distribution Other |  | 0 | 0 | 0 | 0 | 0 | 0 | 0 | 0 | 0 | 0 | 0 | 0 | 0 | 0 | 0 | 0 | 0 | 0 | 0 | 0 | 0 | 0 | 0 | 0 | 0 | 0 | 0 | 0 | 0 | 0 | 0 | 0 | 0 | 0 | 0 | 0 | 0 | 0 | 0 | 0 | 0
|  | Total |  | 0 | 0 | 0 | 0 | 0 | 0 | 0 | 0 | 0 | 0 | 0 | 0 | 0 | 0 | 0 | 0 | 0 | 0 | 0 | 0 | 0 | 0 | 0 | 0 | 0 | 0 | 0 | 0 | 0 | 0 | 0 | 0 | 0 | 0 | 0 | 0 | 0 | 0 | 0 | 0 | 0
Source: D. Freedman, Regulation & Business Plans
16 | Salvage and Early Retirement:
In the event some equipment must be retired early, the NBV will be treated as an increase to accumulated depreciation, hence an increase to project costs.
Salvage costs are included in the depreciation expense.
Re-deployed assets have no effect in this analysis. (Manual input)
|  |  |  | 2015 | 2016 | 2017 | 2018 | 2019 | 2020 | 2021 | 2022 | 2023 | 2024 | 2025 | 2026 | 2027 | 2028 | 2029 | 2030 | 2031 | 2032 | 2033 | 2034 | 2035 | 2036 | 2037 | 2038 | 2039 | 2040 | 2041 | 2042 | 2043 | 2044 | 2045 | 2046 | 2047 | 2048 | 2049 | 2050 | 2051 | 2052 | 2053 | 2054 | 2055
|  | Year: |  | 1 | 2 | 3 | 4 | 5 | 6 | 7 | 8 | 9 | 10 | 11 | 12 | 13 | 14 | 15 | 16 | 17 | 18 | 19 | 20 | 21 | 22 | 23 | 24 | 25 | 26 | 27 | 28 | 29 | 30 | 31 | 32 | 33 | 34 | 35 | 36 | 37 | 38 | 39 | 40 | 41
|  | Transmission NBV |  | 0 | 0 | 0 | 0 | 0 | 0 | 0 | 0 | 0 | 0 | 0 | 0 | 0 | 0 | 0 | 0 | 0 | 0 | 0 | 0 | 0 | 0 | 0 | 0 | 0 | 0 | 0 | 0 | 0 | 0 | 0 | 0 | 0 | 0 | 0 | 0 | 0 | 0 | 0 | 0 | 0
|  | Distribution NBV |  | 0 | 0 | 0 | 0 | 0 | 0 | 0 | 0 | 0 | 0 | 0 | 0 | 0 | 0 | 0 | 0 | 0 | 0 | 0 | 0 | 0 | 0 | 0 | 0 | 0 | 0 | 0 | 0 | 0 | 0 | 0 | 0 | 0 | 0 | 0 | 0 | 0 | 0 | 0 | 0 | 0
|  | Distribution Communications NBV |  | 0 | 0 | 0 | 0 | 0 | 0 | 0 | 0 | 0 | 0 | 0 | 0 | 0 | 0 | 0 | 0 | 0 | 0 | 0 | 0 | 0 | 0 | 0 | 0 | 0 | 0 | 0 | 0 | 0 | 0 | 0 | 0 | 0 | 0 | 0 | 0 | 0 | 0 | 0 | 0 | 0
|  | Transmission Communications NBV |  | 0 | 0 | 0 | 0 | 0 | 0 | 0 | 0 | 0 | 0 | 0 | 0 | 0 | 0 | 0 | 0 | 0 | 0 | 0 | 0 | 0 | 0 | 0 | 0 | 0 | 0 | 0 | 0 | 0 | 0 | 0 | 0 | 0 | 0 | 0 | 0 | 0 | 0 | 0 | 0 | 0
|  | Distribution Other NBV |  | 0 | 0 | 0 | 0 | 0 | 0 | 0 | 0 | 0 | 0 | 0 | 0 | 0 | 0 | 0 | 0 | 0 | 0 | 0 | 0 | 0 | 0 | 0 | 0 | 0 | 0 | 0 | 0 | 0 | 0 | 0 | 0 | 0 | 0 | 0 | 0 | 0 | 0 | 0 | 0 | 0
|  | Total |  | 0 | 0 | 0 | 0 | 0 | 0 | 0 | 0 | 0 | 0 | 0 | 0 | 0 | 0 | 0 | 0 | 0 | 0 | 0 | 0 | 0 | 0 | 0 | 0 | 0 | 0 | 0 | 0 | 0 | 0 | 0 | 0 | 0 | 0 | 0 | 0 | 0 | 0 | 0 | 0 | 0
Source:

## DIST5 (hidden)
Alternative 4 Name
Alternative 4 Description
Distribution Cost Impact
Base Year Is: | 2015
# Years of Revenue: | 11
Years of Costs: | r | <== "R" for same as Revenues, "L" for asset Life
Prepared By:
REVENUE CALCULATION: | c | <== "S" for Standard $/kw, "C" for Calculated amount.
| 2015 | 2016 | 2017 | 2018 | 2019 | 2020 | 2021 | 2022 | 2023 | 2024 | 2025 | 2026 | 2027 | 2028 | 2029 | 2030 | 2031 | 2032 | 2033 | 2034 | 2035 | 2036 | 2037 | 2038 | 2039 | 2040 | 2041 | 2042 | 2043 | 2044 | 2045 | 2046 | 2047 | 2048 | 2049 | 2050 | 2051 | 2052 | 2053 | 2054 | 2055
Descriptions (8) Below: | 1 | 2 | 3 | 4 | 5 | 6 | 7 | 8 | 9 | 10 | 11 | 12 | 13 | 14 | 15 | 16 | 17 | 18 | 19 | 20 | 21 | 22 | 23 | 24 | 25 | 26 | 27 | 28 | 29 | 30 | 31 | 32 | 33 | 34 | 35 | 36 | 37 | 38 | 39 | 40 | 41
These field are not required
Total Revenue: | 0 | 0 | 0 | 0 | 0 | 0 | 0 | 0 | 0 | 0 | 0 | 0 | 0 | 0 | 0 | 0 | 0 | 0 | 0 | 0 | 0 | 0 | 0 | 0 | 0 | 0 | 0 | 0 | 0 | 0 | 0 | 0 | 0 | 0 | 0 | 0 | 0 | 0 | 0 | 0 | 0
CAPITAL EXPENDITURES (mid-year): | 2015 | 2016 | 2017 | 2018 | 2019 | 2020 | 2021 | 2022 | 2023 | 2024 | 2025 | 2026 | 2027 | 2028 | 2029 | 2030 | 2031 | 2032 | 2033 | 2034 | 2035 | 2036 | 2037 | 2038 | 2039 | 2040 | 2041 | 2042 | 2043 | 2044 | 2045 | 2046 | 2047 | 2048 | 2049 | 2050 | 2051 | 2052 | 2053 | 2054 | 2055
Descriptions (8) Below: | 1 | 2 | 3 | 4 | 5 | 6 | 7 | 8 | 9 | 10 | 11 | 12 | 13 | 14 | 15 | 16 | 17 | 18 | 19 | 20 | 21 | 22 | 23 | 24 | 25 | 26 | 27 | 28 | 29 | 30 | 31 | 32 | 33 | 34 | 35 | 36 | 37 | 38 | 39 | 40 | 41
1) | 0 | 0 | 0 | 0 | 0 | 0 | 0 | 0 | 0 | 0 | 0 | 0 | 0 | 0 | 0 | 0 | 0 | 0 | 0 | 0 | 0 | 0 | 0 | 0 | 0 | 0 | 0 | 0 | 0 | 0 | 0 | 0 | 0 | 0 | 0 | 0 | 0 | 0 | 0 | 0 | 0
2) | 0 | 0 | 0 | 0 | 0 | 0 | 0 | 0 | 0 | 0 | 0 | 0 | 0 | 0 | 0 | 0 | 0 | 0 | 0 | 0 | 0 | 0 | 0 | 0 | 0 | 0 | 0 | 0 | 0 | 0 | 0 | 0 | 0 | 0 | 0 | 0 | 0 | 0 | 0 | 0 | 0
3) Distribution | 0 | 0 | 0 | 0 | 0 | 0 | 0 | 0 | 0 | 0 | 0 | 0 | 0 | 0 | 0 | 0 | 0 | 0 | 0 | 0 | 0 | 0 | 0 | 0 | 0 | 0 | 0 | 0 | 0 | 0 | 0 | 0 | 0 | 0 | 0 | 0 | 0 | 0 | 0 | 0 | 0
4) | 0 | 0 | 0 | 0 | 0 | 0 | 0 | 0 | 0 | 0 | 0 | 0 | 0 | 0 | 0 | 0 | 0 | 0 | 0 | 0 | 0 | 0 | 0 | 0 | 0 | 0 | 0 | 0 | 0 | 0 | 0 | 0 | 0 | 0 | 0 | 0 | 0 | 0 | 0 | 0 | 0
5) Distribution Communication | 0 | 0 | 0 | 0 | 0 | 0 | 0 | 0 | 0 | 0 | 0 | 0 | 0 | 0 | 0 | 0 | 0 | 0 | 0 | 0 | 0 | 0 | 0 | 0 | 0 | 0 | 0 | 0 | 0 | 0 | 0 | 0 | 0 | 0 | 0 | 0 | 0 | 0 | 0 | 0 | 0
6) | 0 | 0 | 0 | 0 | 0 | 0 | 0 | 0 | 0 | 0 | 0 | 0 | 0 | 0 | 0 | 0 | 0 | 0 | 0 | 0 | 0 | 0 | 0 | 0 | 0 | 0 | 0 | 0 | 0 | 0 | 0 | 0 | 0 | 0 | 0 | 0 | 0 | 0 | 0 | 0 | 0
7) Distribution Other | 0 | 0 | 0 | 0 | 0 | 0 | 0 | 0 | 0 | 0 | 0 | 0 | 0 | 0 | 0 | 0 | 0 | 0 | 0 | 0 | 0 | 0 | 0 | 0 | 0 | 0 | 0 | 0 | 0 | 0 | 0 | 0 | 0 | 0 | 0 | 0 | 0 | 0 | 0 | 0 | 0
8) | 0 | 0 | 0 | 0 | 0 | 0 | 0 | 0 | 0 | 0 | 0 | 0 | 0 | 0 | 0 | 0 | 0 | 0 | 0 | 0 | 0 | 0 | 0 | 0 | 0 | 0 | 0 | 0 | 0 | 0 | 0 | 0 | 0 | 0 | 0 | 0 | 0 | 0 | 0 | 0 | 0
Total | 0 | 0 | 0 | 0 | 0 | 0 | 0 | 0 | 0 | 0 | 0 | 0 | 0 | 0 | 0 | 0 | 0 | 0 | 0 | 0 | 0 | 0 | 0 | 0 | 0 | 0 | 0 | 0 | 0 | 0 | 0 | 0 | 0 | 0 | 0 | 0 | 0 | 0 | 0 | 0 | 0
O&M EXPENDITURES: | 2015 | 2016 | 2017 | 2018 | 2019 | 2020 | 2021 | 2022 | 2023 | 2024 | 2025 | 2026 | 2027 | 2028 | 2029 | 2030 | 2031 | 2032 | 2033 | 2034 | 2035 | 2036 | 2037 | 2038 | 2039 | 2040 | 2041 | 2042 | 2043 | 2044 | 2045 | 2046 | 2047 | 2048 | 2049 | 2050 | 2051 | 2052 | 2053 | 2054 | 2055
Descriptions (8) Below: | 1 | 2 | 3 | 4 | 5 | 6 | 7 | 8 | 9 | 10 | 11 | 12 | 13 | 14 | 15 | 16 | 17 | 18 | 19 | 20 | 21 | 22 | 23 | 24 | 25 | 26 | 27 | 28 | 29 | 30 | 31 | 32 | 33 | 34 | 35 | 36 | 37 | 38 | 39 | 40 | 41
1) Incremental O&M Costs | 0 | 0 | 0 | 0 | 0 | 0 | 0 | 0 | 0 | 0 | 0 | 0 | 0 | 0 | 0 | 0 | 0 | 0 | 0 | 0 | 0 | 0 | 0 | 0 | 0 | 0 | 0 | 0 | 0 | 0 | 0 | 0 | 0 | 0 | 0 | 0 | 0 | 0 | 0 | 0 | 0
2) Incremental O&M Savings | 0 | 0 | 0 | 0 | 0 | 0 | 0 | 0 | 0 | 0 | 0 | 0 | 0 | 0 | 0 | 0 | 0 | 0 | 0 | 0 | 0 | 0 | 0 | 0 | 0 | 0 | 0 | 0 | 0 | 0 | 0 | 0 | 0 | 0 | 0 | 0 | 0 | 0 | 0 | 0 | 0
3) Energy Losses | 0 | 0 | 0 | 0 | 0 | 0 | 0 | 0 | 0 | 0 | 0 | 0 | 0 | 0 | 0 | 0 | 0 | 0 | 0 | 0 | 0 | 0 | 0 | 0 | 0 | 0 | 0 | 0 | 0 | 0 | 0 | 0 | 0 | 0 | 0 | 0 | 0 | 0 | 0 | 0 | 0
4) Insurance & Property Tax | 0 | 0 | 0 | 0 | 0 | 0 | 0 | 0 | 0 | 0 | 0 | 0 | 0 | 0 | 0 | 0 | 0 | 0 | 0 | 0 | 0 | 0 | 0 | 0 | 0 | 0 | 0 | 0 | 0 | 0 | 0 | 0 | 0 | 0 | 0 | 0 | 0 | 0 | 0 | 0 | 0
5) Early Retirement | 0 | 0 | 0 | 0 | 0 | 0 | 0 | 0 | 0 | 0 | 0 | 0 | 0 | 0 | 0 | 0 | 0 | 0 | 0 | 0 | 0 | 0 | 0 | 0 | 0 | 0 | 0 | 0 | 0 | 0 | 0 | 0 | 0 | 0 | 0 | 0 | 0 | 0 | 0 | 0 | 0
6) | 0 | 0 | 0 | 0 | 0 | 0 | 0 | 0 | 0 | 0 | 0 | 0 | 0 | 0 | 0 | 0 | 0 | 0 | 0 | 0 | 0 | 0 | 0 | 0 | 0 | 0 | 0 | 0 | 0 | 0 | 0 | 0 | 0 | 0 | 0 | 0 | 0 | 0 | 0 | 0 | 0
7) | 0 | 0 | 0 | 0 | 0 | 0 | 0 | 0 | 0 | 0 | 0 | 0 | 0 | 0 | 0 | 0 | 0 | 0 | 0 | 0 | 0 | 0 | 0 | 0 | 0 | 0 | 0 | 0 | 0 | 0 | 0 | 0 | 0 | 0 | 0 | 0 | 0 | 0 | 0 | 0 | 0
8) | 0 | 0 | 0 | 0 | 0 | 0 | 0 | 0 | 0 | 0 | 0 | 0 | 0 | 0 | 0 | 0 | 0 | 0 | 0 | 0 | 0 | 0 | 0 | 0 | 0 | 0 | 0 | 0 | 0 | 0 | 0 | 0 | 0 | 0 | 0 | 0 | 0 | 0 | 0 | 0 | 0
Total | 0 | 0 | 0 | 0 | 0 | 0 | 0 | 0 | 0 | 0 | 0 | 0 | 0 | 0 | 0 | 0 | 0 | 0 | 0 | 0 | 0 | 0 | 0 | 0 | 0 | 0 | 0 | 0 | 0 | 0 | 0 | 0 | 0 | 0 | 0 | 0 | 0 | 0 | 0 | 0 | 0
DEPRECIATION RATES: |  |  | FINANCIAL DATA
1) |  |  |  | Return | Ratio | B.T. Cost | A.T. Cost
2) |  |  | Debt | 5.739% | 60% | 3.444% | 3.444%
3) Distribution | 5% |  | Preferred | 0% | 0% | 0% | 0%
4) |  |  | Common | 8.75% | 40% | 5% | 3.5%
5) Distribution Communication | 0% |  | TOTALS |  |  | 8.444% | 6.944%
6)
7) Distribution Other | 0%
8) |  |  |  | INCOME TAX: |  | 30%
WORKING MODEL BEGINS
Alternative 4 Name
Alternative 4 Description | [9 empty] | Printed: | 2014-10-24 11:05
Distribution Cost Impact
Year | 2015 | 2016 | 2017 | 2018 | 2019 | 2020 | 2021 | 2022 | 2023 | 2024 | 2025 | 2026 | 2027 | 2028 | 2029 | 2030 | 2031 | 2032 | 2033 | 2034 | 2035 | 2036 | 2037 | 2038 | 2039 | 2040 | 2041 | 2042 | 2043 | 2044 | 2045 | 2046 | 2047 | 2048 | 2049 | 2050 | 2051 | 2052 | 2053 | 2054 | 2055
REVENUES: | 1 | 2 | 3 | 4 | 5 | 6 | 7 | 8 | 9 | 10 | 11 | 12 | 13 | 14 | 15 | 16 | 17 | 18 | 19 | 20 | 21 | 22 | 23 | 24 | 25 | 26 | 27 | 28 | 29 | 30 | 31 | 32 | 33 | 34 | 35 | 36 | 37 | 38 | 39 | 40 | 41
These field are not required | 0 | 0 | 0 | 0 | 0 | 0 | 0 | 0 | 0 | 0 | 0 | 0 | 0 | 0 | 0 | 0 | 0 | 0 | 0 | 0 | 0 | 0 | 0 | 0 | 0 | 0 | 0 | 0 | 0 | 0 | 0 | 0 | 0 | 0 | 0 | 0 | 0 | 0 | 0 | 0 | 0
| 0 | 0 | 0 | 0 | 0 | 0 | 0 | 0 | 0 | 0 | 0 | 0 | 0 | 0 | 0 | 0 | 0 | 0 | 0 | 0 | 0 | 0 | 0 | 0 | 0 | 0 | 0 | 0 | 0 | 0 | 0 | 0 | 0 | 0 | 0 | 0 | 0 | 0 | 0 | 0 | 0
| 0 | 0 | 0 | 0 | 0 | 0 | 0 | 0 | 0 | 0 | 0 | 0 | 0 | 0 | 0 | 0 | 0 | 0 | 0 | 0 | 0 | 0 | 0 | 0 | 0 | 0 | 0 | 0 | 0 | 0 | 0 | 0 | 0 | 0 | 0 | 0 | 0 | 0 | 0 | 0 | 0
| 0 | 0 | 0 | 0 | 0 | 0 | 0 | 0 | 0 | 0 | 0 | 0 | 0 | 0 | 0 | 0 | 0 | 0 | 0 | 0 | 0 | 0 | 0 | 0 | 0 | 0 | 0 | 0 | 0 | 0 | 0 | 0 | 0 | 0 | 0 | 0 | 0 | 0 | 0 | 0 | 0
| 0 | 0 | 0 | 0 | 0 | 0 | 0 | 0 | 0 | 0 | 0 | 0 | 0 | 0 | 0 | 0 | 0 | 0 | 0 | 0 | 0 | 0 | 0 | 0 | 0 | 0 | 0 | 0 | 0 | 0 | 0 | 0 | 0 | 0 | 0 | 0 | 0 | 0 | 0 | 0 | 0
| 0 | 0 | 0 | 0 | 0 | 0 | 0 | 0 | 0 | 0 | 0 | 0 | 0 | 0 | 0 | 0 | 0 | 0 | 0 | 0 | 0 | 0 | 0 | 0 | 0 | 0 | 0 | 0 | 0 | 0 | 0 | 0 | 0 | 0 | 0 | 0 | 0 | 0 | 0 | 0 | 0
| 0 | 0 | 0 | 0 | 0 | 0 | 0 | 0 | 0 | 0 | 0 | 0 | 0 | 0 | 0 | 0 | 0 | 0 | 0 | 0 | 0 | 0 | 0 | 0 | 0 | 0 | 0 | 0 | 0 | 0 | 0 | 0 | 0 | 0 | 0 | 0 | 0 | 0 | 0 | 0 | 0
| 0 | 0 | 0 | 0 | 0 | 0 | 0 | 0 | 0 | 0 | 0 | 0 | 0 | 0 | 0 | 0 | 0 | 0 | 0 | 0 | 0 | 0 | 0 | 0 | 0 | 0 | 0 | 0 | 0 | 0 | 0 | 0 | 0 | 0 | 0 | 0 | 0 | 0 | 0 | 0 | 0
Total Revenue: | 0 | 0 | 0 | 0 | 0 | 0 | 0 | 0 | 0 | 0 | 0 | 0 | 0 | 0 | 0 | 0 | 0 | 0 | 0 | 0 | 0 | 0 | 0 | 0 | 0 | 0 | 0 | 0 | 0 | 0 | 0 | 0 | 0 | 0 | 0 | 0 | 0 | 0 | 0 | 0 | 0
CAPITAL: | 1 | 2 | 3 | 4 | 5 | 6 | 7 | 8 | 9 | 10 | 11 | 12 | 13 | 14 | 15 | 16 | 17 | 18 | 19 | 20 | 21 | 22 | 23 | 24 | 25 | 26 | 27 | 28 | 29 | 30 | 31 | 32 | 33 | 34 | 35 | 36 | 37 | 38 | 39 | 40 | 41
1) | 0 | 0 | 0 | 0 | 0 | 0 | 0 | 0 | 0 | 0 | 0 | 0 | 0 | 0 | 0 | 0 | 0 | 0 | 0 | 0 | 0 | 0 | 0 | 0 | 0 | 0 | 0 | 0 | 0 | 0 | 0 | 0 | 0 | 0 | 0 | 0 | 0 | 0 | 0 | 0 | 0
2) | 0 | 0 | 0 | 0 | 0 | 0 | 0 | 0 | 0 | 0 | 0 | 0 | 0 | 0 | 0 | 0 | 0 | 0 | 0 | 0 | 0 | 0 | 0 | 0 | 0 | 0 | 0 | 0 | 0 | 0 | 0 | 0 | 0 | 0 | 0 | 0 | 0 | 0 | 0 | 0 | 0
3) Distribution | 0 | 0 | 0 | 0 | 0 | 0 | 0 | 0 | 0 | 0 | 0 | 0 | 0 | 0 | 0 | 0 | 0 | 0 | 0 | 0 | 0 | 0 | 0 | 0 | 0 | 0 | 0 | 0 | 0 | 0 | 0 | 0 | 0 | 0 | 0 | 0 | 0 | 0 | 0 | 0 | 0
4) | 0 | 0 | 0 | 0 | 0 | 0 | 0 | 0 | 0 | 0 | 0 | 0 | 0 | 0 | 0 | 0 | 0 | 0 | 0 | 0 | 0 | 0 | 0 | 0 | 0 | 0 | 0 | 0 | 0 | 0 | 0 | 0 | 0 | 0 | 0 | 0 | 0 | 0 | 0 | 0 | 0
5) Distribution Communication | 0 | 0 | 0 | 0 | 0 | 0 | 0 | 0 | 0 | 0 | 0 | 0 | 0 | 0 | 0 | 0 | 0 | 0 | 0 | 0 | 0 | 0 | 0 | 0 | 0 | 0 | 0 | 0 | 0 | 0 | 0 | 0 | 0 | 0 | 0 | 0 | 0 | 0 | 0 | 0 | 0
6) | 0 | 0 | 0 | 0 | 0 | 0 | 0 | 0 | 0 | 0 | 0 | 0 | 0 | 0 | 0 | 0 | 0 | 0 | 0 | 0 | 0 | 0 | 0 | 0 | 0 | 0 | 0 | 0 | 0 | 0 | 0 | 0 | 0 | 0 | 0 | 0 | 0 | 0 | 0 | 0 | 0
7) Distribution Other | 0 | 0 | 0 | 0 | 0 | 0 | 0 | 0 | 0 | 0 | 0 | 0 | 0 | 0 | 0 | 0 | 0 | 0 | 0 | 0 | 0 | 0 | 0 | 0 | 0 | 0 | 0 | 0 | 0 | 0 | 0 | 0 | 0 | 0 | 0 | 0 | 0 | 0 | 0 | 0 | 0
8) | 0 | 0 | 0 | 0 | 0 | 0 | 0 | 0 | 0 | 0 | 0 | 0 | 0 | 0 | 0 | 0 | 0 | 0 | 0 | 0 | 0 | 0 | 0 | 0 | 0 | 0 | 0 | 0 | 0 | 0 | 0 | 0 | 0 | 0 | 0 | 0 | 0 | 0 | 0 | 0 | 0
Total Capital | 0 | 0 | 0 | 0 | 0 | 0 | 0 | 0 | 0 | 0 | 0 | 0 | 0 | 0 | 0 | 0 | 0 | 0 | 0 | 0 | 0 | 0 | 0 | 0 | 0 | 0 | 0 | 0 | 0 | 0 | 0 | 0 | 0 | 0 | 0 | 0 | 0 | 0 | 0 | 0 | 0
O&M: | 1 | 2 | 3 | 4 | 5 | 6 | 7 | 8 | 9 | 10 | 11 | 12 | 13 | 14 | 15 | 16 | 17 | 18 | 19 | 20 | 21 | 22 | 23 | 24 | 25 | 26 | 27 | 28 | 29 | 30 | 31 | 32 | 33 | 34 | 35 | 36 | 37 | 38 | 39 | 40 | 41
1) Incremental O&M Costs | 0 | 0 | 0 | 0 | 0 | 0 | 0 | 0 | 0 | 0 | 0 | 0 | 0 | 0 | 0 | 0 | 0 | 0 | 0 | 0 | 0 | 0 | 0 | 0 | 0 | 0 | 0 | 0 | 0 | 0 | 0 | 0 | 0 | 0 | 0 | 0 | 0 | 0 | 0 | 0 | 0
2) Incremental O&M Savings | 0 | 0 | 0 | 0 | 0 | 0 | 0 | 0 | 0 | 0 | 0 | 0 | 0 | 0 | 0 | 0 | 0 | 0 | 0 | 0 | 0 | 0 | 0 | 0 | 0 | 0 | 0 | 0 | 0 | 0 | 0 | 0 | 0 | 0 | 0 | 0 | 0 | 0 | 0 | 0 | 0
3) Energy Losses | 0 | 0 | 0 | 0 | 0 | 0 | 0 | 0 | 0 | 0 | 0 | 0 | 0 | 0 | 0 | 0 | 0 | 0 | 0 | 0 | 0 | 0 | 0 | 0 | 0 | 0 | 0 | 0 | 0 | 0 | 0 | 0 | 0 | 0 | 0 | 0 | 0 | 0 | 0 | 0 | 0
4) Insurance & Property Tax | 0 | 0 | 0 | 0 | 0 | 0 | 0 | 0 | 0 | 0 | 0 | 0 | 0 | 0 | 0 | 0 | 0 | 0 | 0 | 0 | 0 | 0 | 0 | 0 | 0 | 0 | 0 | 0 | 0 | 0 | 0 | 0 | 0 | 0 | 0 | 0 | 0 | 0 | 0 | 0 | 0
5) Early Retirement | 0 | 0 | 0 | 0 | 0 | 0 | 0 | 0 | 0 | 0 | 0 | 0 | 0 | 0 | 0 | 0 | 0 | 0 | 0 | 0 | 0 | 0 | 0 | 0 | 0 | 0 | 0 | 0 | 0 | 0 | 0 | 0 | 0 | 0 | 0 | 0 | 0 | 0 | 0 | 0 | 0
6) | 0 | 0 | 0 | 0 | 0 | 0 | 0 | 0 | 0 | 0 | 0 | 0 | 0 | 0 | 0 | 0 | 0 | 0 | 0 | 0 | 0 | 0 | 0 | 0 | 0 | 0 | 0 | 0 | 0 | 0 | 0 | 0 | 0 | 0 | 0 | 0 | 0 | 0 | 0 | 0 | 0
7) | 0 | 0 | 0 | 0 | 0 | 0 | 0 | 0 | 0 | 0 | 0 | 0 | 0 | 0 | 0 | 0 | 0 | 0 | 0 | 0 | 0 | 0 | 0 | 0 | 0 | 0 | 0 | 0 | 0 | 0 | 0 | 0 | 0 | 0 | 0 | 0 | 0 | 0 | 0 | 0 | 0
8) | 0 | 0 | 0 | 0 | 0 | 0 | 0 | 0 | 0 | 0 | 0 | 0 | 0 | 0 | 0 | 0 | 0 | 0 | 0 | 0 | 0 | 0 | 0 | 0 | 0 | 0 | 0 | 0 | 0 | 0 | 0 | 0 | 0 | 0 | 0 | 0 | 0 | 0 | 0 | 0 | 0
Total O&M | 0 | 0 | 0 | 0 | 0 | 0 | 0 | 0 | 0 | 0 | 0 | 0 | 0 | 0 | 0 | 0 | 0 | 0 | 0 | 0 | 0 | 0 | 0 | 0 | 0 | 0 | 0 | 0 | 0 | 0 | 0 | 0 | 0 | 0 | 0 | 0 | 0 | 0 | 0 | 0 | 0
Alternative 4 Name
Alternative 4 Description
Distribution Cost Impact
Year | 2015 | 2016 | 2017 | 2018 | 2019 | 2020 | 2021 | 2022 | 2023 | 2024 | 2025 | 2026 | 2027 | 2028 | 2029 | 2030 | 2031 | 2032 | 2033 | 2034 | 2035 | 2036 | 2037 | 2038 | 2039 | 2040 | 2041 | 2042 | 2043 | 2044 | 2045 | 2046 | 2047 | 2048 | 2049 | 2050 | 2051 | 2052 | 2053 | 2054 | 2055
YEARLY DEPRECIATION: | 1 | 2 | 3 | 4 | 5 | 6 | 7 | 8 | 9 | 10 | 11 | 12 | 13 | 14 | 15 | 16 | 17 | 18 | 19 | 20 | 21 | 22 | 23 | 24 | 25 | 26 | 27 | 28 | 29 | 30 | 31 | 32 | 33 | 34 | 35 | 36 | 37 | 38 | 39 | 40 | 41 | Rates
1) | 0 | 0 | 0 | 0 | 0 | 0 | 0 | 0 | 0 | 0 | 0 | 0 | 0 | 0 | 0 | 0 | 0 | 0 | 0 | 0 | 0 | 0 | 0 | 0 | 0 | 0 | 0 | 0 | 0 | 0 | 0 | 0 | 0 | 0 | 0 | 0 | 0 | 0 | 0 | 0 | 0 | 0%
2) | 0 | 0 | 0 | 0 | 0 | 0 | 0 | 0 | 0 | 0 | 0 | 0 | 0 | 0 | 0 | 0 | 0 | 0 | 0 | 0 | 0 | 0 | 0 | 0 | 0 | 0 | 0 | 0 | 0 | 0 | 0 | 0 | 0 | 0 | 0 | 0 | 0 | 0 | 0 | 0 | 0 | 0%
3) Distribution | 0 | 0 | 0 | 0 | 0 | 0 | 0 | 0 | 0 | 0 | 0 | 0 | 0 | 0 | 0 | 0 | 0 | 0 | 0 | 0 | 0 | 0 | 0 | 0 | 0 | 0 | 0 | 0 | 0 | 0 | 0 | 0 | 0 | 0 | 0 | 0 | 0 | 0 | 0 | 0 | 0 | 5%
4) | 0 | 0 | 0 | 0 | 0 | 0 | 0 | 0 | 0 | 0 | 0 | 0 | 0 | 0 | 0 | 0 | 0 | 0 | 0 | 0 | 0 | 0 | 0 | 0 | 0 | 0 | 0 | 0 | 0 | 0 | 0 | 0 | 0 | 0 | 0 | 0 | 0 | 0 | 0 | 0 | 0 | 0%
5) Distribution Communication | 0 | 0 | 0 | 0 | 0 | 0 | 0 | 0 | 0 | 0 | 0 | 0 | 0 | 0 | 0 | 0 | 0 | 0 | 0 | 0 | 0 | 0 | 0 | 0 | 0 | 0 | 0 | 0 | 0 | 0 | 0 | 0 | 0 | 0 | 0 | 0 | 0 | 0 | 0 | 0 | 0 | 0%
6) | 0 | 0 | 0 | 0 | 0 | 0 | 0 | 0 | 0 | 0 | 0 | 0 | 0 | 0 | 0 | 0 | 0 | 0 | 0 | 0 | 0 | 0 | 0 | 0 | 0 | 0 | 0 | 0 | 0 | 0 | 0 | 0 | 0 | 0 | 0 | 0 | 0 | 0 | 0 | 0 | 0 | 0%
7) Distribution Other | 0 | 0 | 0 | 0 | 0 | 0 | 0 | 0 | 0 | 0 | 0 | 0 | 0 | 0 | 0 | 0 | 0 | 0 | 0 | 0 | 0 | 0 | 0 | 0 | 0 | 0 | 0 | 0 | 0 | 0 | 0 | 0 | 0 | 0 | 0 | 0 | 0 | 0 | 0 | 0 | 0 | 0%
8) | 0 | 0 | 0 | 0 | 0 | 0 | 0 | 0 | 0 | 0 | 0 | 0 | 0 | 0 | 0 | 0 | 0 | 0 | 0 | 0 | 0 | 0 | 0 | 0 | 0 | 0 | 0 | 0 | 0 | 0 | 0 | 0 | 0 | 0 | 0 | 0 | 0 | 0 | 0 | 0 | 0 | 0%
Total Depreciation | 0 | 0 | 0 | 0 | 0 | 0 | 0 | 0 | 0 | 0 | 0 | 0 | 0 | 0 | 0 | 0 | 0 | 0 | 0 | 0 | 0 | 0 | 0 | 0 | 0 | 0 | 0 | 0 | 0 | 0 | 0 | 0 | 0 | 0 | 0 | 0 | 0 | 0 | 0 | 0 | 0
ACCUMULATED DEPRECIATION: | 1 | 2 | 3 | 4 | 5 | 6 | 7 | 8 | 9 | 10 | 11 | 12 | 13 | 14 | 15 | 16 | 17 | 18 | 19 | 20 | 21 | 22 | 23 | 24 | 25 | 26 | 27 | 28 | 29 | 30 | 31 | 32 | 33 | 34 | 35 | 36 | 37 | 38 | 39 | 40 | 41
1) | 0 | 0 | 0 | 0 | 0 | 0 | 0 | 0 | 0 | 0 | 0 | 0 | 0 | 0 | 0 | 0 | 0 | 0 | 0 | 0 | 0 | 0 | 0 | 0 | 0 | 0 | 0 | 0 | 0 | 0 | 0 | 0 | 0 | 0 | 0 | 0 | 0 | 0 | 0 | 0 | 0
2) | 0 | 0 | 0 | 0 | 0 | 0 | 0 | 0 | 0 | 0 | 0 | 0 | 0 | 0 | 0 | 0 | 0 | 0 | 0 | 0 | 0 | 0 | 0 | 0 | 0 | 0 | 0 | 0 | 0 | 0 | 0 | 0 | 0 | 0 | 0 | 0 | 0 | 0 | 0 | 0 | 0
3) Distribution | 0 | 0 | 0 | 0 | 0 | 0 | 0 | 0 | 0 | 0 | 0 | 0 | 0 | 0 | 0 | 0 | 0 | 0 | 0 | 0 | 0 | 0 | 0 | 0 | 0 | 0 | 0 | 0 | 0 | 0 | 0 | 0 | 0 | 0 | 0 | 0 | 0 | 0 | 0 | 0 | 0
4) | 0 | 0 | 0 | 0 | 0 | 0 | 0 | 0 | 0 | 0 | 0 | 0 | 0 | 0 | 0 | 0 | 0 | 0 | 0 | 0 | 0 | 0 | 0 | 0 | 0 | 0 | 0 | 0 | 0 | 0 | 0 | 0 | 0 | 0 | 0 | 0 | 0 | 0 | 0 | 0 | 0
5) Distribution Communication | 0 | 0 | 0 | 0 | 0 | 0 | 0 | 0 | 0 | 0 | 0 | 0 | 0 | 0 | 0 | 0 | 0 | 0 | 0 | 0 | 0 | 0 | 0 | 0 | 0 | 0 | 0 | 0 | 0 | 0 | 0 | 0 | 0 | 0 | 0 | 0 | 0 | 0 | 0 | 0 | 0
6) | 0 | 0 | 0 | 0 | 0 | 0 | 0 | 0 | 0 | 0 | 0 | 0 | 0 | 0 | 0 | 0 | 0 | 0 | 0 | 0 | 0 | 0 | 0 | 0 | 0 | 0 | 0 | 0 | 0 | 0 | 0 | 0 | 0 | 0 | 0 | 0 | 0 | 0 | 0 | 0 | 0
7) Distribution Other | 0 | 0 | 0 | 0 | 0 | 0 | 0 | 0 | 0 | 0 | 0 | 0 | 0 | 0 | 0 | 0 | 0 | 0 | 0 | 0 | 0 | 0 | 0 | 0 | 0 | 0 | 0 | 0 | 0 | 0 | 0 | 0 | 0 | 0 | 0 | 0 | 0 | 0 | 0 | 0 | 0
8) | 0 | 0 | 0 | 0 | 0 | 0 | 0 | 0 | 0 | 0 | 0 | 0 | 0 | 0 | 0 | 0 | 0 | 0 | 0 | 0 | 0 | 0 | 0 | 0 | 0 | 0 | 0 | 0 | 0 | 0 | 0 | 0 | 0 | 0 | 0 | 0 | 0 | 0 | 0 | 0 | 0
PROPERTY IN SERVICE (end yr): | 1 | 2 | 3 | 4 | 5 | 6 | 7 | 8 | 9 | 10 | 11 | 12 | 13 | 14 | 15 | 16 | 17 | 18 | 19 | 20 | 21 | 22 | 23 | 24 | 25 | 26 | 27 | 28 | 29 | 30 | 31 | 32 | 33 | 34 | 35 | 36 | 37 | 38 | 39 | 40 | 41
1) | 0 | 0 | 0 | 0 | 0 | 0 | 0 | 0 | 0 | 0 | 0 | 0 | 0 | 0 | 0 | 0 | 0 | 0 | 0 | 0 | 0 | 0 | 0 | 0 | 0 | 0 | 0 | 0 | 0 | 0 | 0 | 0 | 0 | 0 | 0 | 0 | 0 | 0 | 0 | 0 | 0
2) | 0 | 0 | 0 | 0 | 0 | 0 | 0 | 0 | 0 | 0 | 0 | 0 | 0 | 0 | 0 | 0 | 0 | 0 | 0 | 0 | 0 | 0 | 0 | 0 | 0 | 0 | 0 | 0 | 0 | 0 | 0 | 0 | 0 | 0 | 0 | 0 | 0 | 0 | 0 | 0 | 0
3) Distribution | 0 | 0 | 0 | 0 | 0 | 0 | 0 | 0 | 0 | 0 | 0 | 0 | 0 | 0 | 0 | 0 | 0 | 0 | 0 | 0 | 0 | 0 | 0 | 0 | 0 | 0 | 0 | 0 | 0 | 0 | 0 | 0 | 0 | 0 | 0 | 0 | 0 | 0 | 0 | 0 | 0
4) | 0 | 0 | 0 | 0 | 0 | 0 | 0 | 0 | 0 | 0 | 0 | 0 | 0 | 0 | 0 | 0 | 0 | 0 | 0 | 0 | 0 | 0 | 0 | 0 | 0 | 0 | 0 | 0 | 0 | 0 | 0 | 0 | 0 | 0 | 0 | 0 | 0 | 0 | 0 | 0 | 0
5) Distribution Communication | 0 | 0 | 0 | 0 | 0 | 0 | 0 | 0 | 0 | 0 | 0 | 0 | 0 | 0 | 0 | 0 | 0 | 0 | 0 | 0 | 0 | 0 | 0 | 0 | 0 | 0 | 0 | 0 | 0 | 0 | 0 | 0 | 0 | 0 | 0 | 0 | 0 | 0 | 0 | 0 | 0
6) | 0 | 0 | 0 | 0 | 0 | 0 | 0 | 0 | 0 | 0 | 0 | 0 | 0 | 0 | 0 | 0 | 0 | 0 | 0 | 0 | 0 | 0 | 0 | 0 | 0 | 0 | 0 | 0 | 0 | 0 | 0 | 0 | 0 | 0 | 0 | 0 | 0 | 0 | 0 | 0 | 0
7) Distribution Other | 0 | 0 | 0 | 0 | 0 | 0 | 0 | 0 | 0 | 0 | 0 | 0 | 0 | 0 | 0 | 0 | 0 | 0 | 0 | 0 | 0 | 0 | 0 | 0 | 0 | 0 | 0 | 0 | 0 | 0 | 0 | 0 | 0 | 0 | 0 | 0 | 0 | 0 | 0 | 0 | 0
8) | 0 | 0 | 0 | 0 | 0 | 0 | 0 | 0 | 0 | 0 | 0 | 0 | 0 | 0 | 0 | 0 | 0 | 0 | 0 | 0 | 0 | 0 | 0 | 0 | 0 | 0 | 0 | 0 | 0 | 0 | 0 | 0 | 0 | 0 | 0 | 0 | 0 | 0 | 0 | 0 | 0
Total Project Ratebase | 0 | 0 | 0 | 0 | 0 | 0 | 0 | 0 | 0 | 0 | 0 | 0 | 0 | 0 | 0 | 0 | 0 | 0 | 0 | 0 | 0 | 0 | 0 | 0 | 0 | 0 | 0 | 0 | 0 | 0 | 0 | 0 | 0 | 0 | 0 | 0 | 0 | 0 | 0 | 0 | 0
Alternative 4 Name |  |  | Return | Ratio | B.T. Cost | A.T. Cost
Alternative 4 Description |  | Debt | 5.739% | 60% | 3.444% | 3.444%
Distribution Cost Impact |  | Preferred | 0% | 0% | 0% | 0% |  | Tax Rate | 30%
|  | Common | 8.75% | 40% | 5% | 3.5%
[5 empty] | 8.444% | 6.944%
CASH FLOWS SUMMARY:
|  |  |  | Revenue Requirements |  |  |  | Revenue |  | Surplus | CPV at | Used
Year | Ratebase | Return | Dep'n | Inc. Tax | O&M | Total |  | Allowance |  | (Deficit) | 8.444% | Year
1 2015 | 0 | 0 | 0 | 0 | 0 | 0 | 2015 NPV | 0 |  | 0 | 0 | 1
2 2016 | 0 | 0 | 0 | 0 | 0 | 0 | 0 | 0 |  | 0 | 0 | 2 |  | 12723 | -33410003.6125
3 2017 | 0 | 0 | 0 | 0 | 0 | 0 |  | 0 |  | 0 | 0 | 3 |  | 12723 | -33410003.6125
4 2018 | 0 | 0 | 0 | 0 | 0 | 0 |  | 0 |  | 0 | 0 | 4 |  | 0 | 0
5 2019 | 0 | 0 | 0 | 0 | 0 | 0 |  | 0 |  | 0 | 0 | 5
6 2020 | 0 | 0 | 0 | 0 | 0 | 0 |  | 0 |  | 0 | 0 | 6 |  | changes: | #DIV/0!
7 2021 | 0 | 0 | 0 | 0 | 0 | 0 |  | 0 |  | 0 | 0 | 7
8 2022 | 0 | 0 | 0 | 0 | 0 | 0 |  | 0 |  | 0 | 0 | 8 |  | Cont 2nd | 12723
9 2023 | 0 | 0 | 0 | 0 | 0 | 0 |  | 0 |  | 0 | 0 | 9
10 2024 | 0 | 0 | 0 | 0 | 0 | 0 |  | 0 |  | 0 | 0 | 10 |  | Cont_changed | #DIV/0!
11 2025 | 0 | 0 | 0 | 0 | 0 | 0 |  | 0 |  | 0 | 0 | 11
12 2026 | 0 | 0 | 0 | 0 | 0 | 0 |  | 0 |  | 0 | 0 | 12
13 2027 | 0 | 0 | 0 | 0 | 0 | 0 |  | 0 |  | 0 | 0 | 13
14 2028 | 0 | 0 | 0 | 0 | 0 | 0 |  | 0 |  | 0 | 0 | 14
15 2029 | 0 | 0 | 0 | 0 | 0 | 0 |  | 0 |  | 0 | 0 | 15
16 2030 | 0 | 0 | 0 | 0 | 0 | 0 |  | 0 |  | 0 | 0 | 16
17 2031 | 0 | 0 | 0 | 0 | 0 | 0 |  | 0 |  | 0 | 0 | 17
18 2032 | 0 | 0 | 0 | 0 | 0 | 0 |  | 0 |  | 0 | 0 | 18
19 2033 | 0 | 0 | 0 | 0 | 0 | 0 |  | 0 |  | 0 | 0 | 19
20 2034 | 0 | 0 | 0 | 0 | 0 | 0 |  | 0 |  | 0 | 0 | 20
21 2035 | 0 | 0 | 0 | 0 | 0 | 0 |  | 0 |  | 0 | 0 | 21
22 2036 | 0 | 0 | 0 | 0 | 0 | 0 |  | 0 |  | 0 | 0 | 22
23 2037 | 0 | 0 | 0 | 0 | 0 | 0 |  | 0 |  | 0 | 0 | 23
24 2038 | 0 | 0 | 0 | 0 | 0 | 0 |  | 0 |  | 0 | 0 | 24
25 2039 | 0 | 0 | 0 | 0 | 0 | 0 |  | 0 |  | 0 | 0 | 25
26 2040 | 0 | 0 | 0 | 0 | 0 | 0 |  | 0 |  | 0 | 0 | 26
27 2041 | 0 | 0 | 0 | 0 | 0 | 0 |  | 0 |  | 0 | 0 | 27
28 2042 | 0 | 0 | 0 | 0 | 0 | 0 |  | 0 |  | 0 | 0 | 28
29 2043 | 0 | 0 | 0 | 0 | 0 | 0 |  | 0 |  | 0 | 0 | 29
30 2044 | 0 | 0 | 0 | 0 | 0 | 0 |  | 0 |  | 0 | 0 | 30
31 2045 | 0 | 0 | 0 | 0 | 0 | 0 |  | 0 |  | 0 | 0 | 31
32 2046 | 0 | 0 | 0 | 0 | 0 | 0 |  | 0 |  | 0 | 0 | 32
33 2047 | 0 | 0 | 0 | 0 | 0 | 0 |  | 0 |  | 0 | 0 | 33
34 2048 | 0 | 0 | 0 | 0 | 0 | 0 |  | 0 |  | 0 | 0 | 34
35 2049 | 0 | 0 | 0 | 0 | 0 | 0 |  | 0 |  | 0 | 0 | 35
36 2050 | 0 | 0 | 0 | 0 | 0 | 0 |  | 0 |  | 0 | 0 | 36
37 2051 | 0 | 0 | 0 | 0 | 0 | 0 |  | 0 |  | 0 | 0 | 37
38 2052 | 0 | 0 | 0 | 0 | 0 | 0 |  | 0 |  | 0 | 0 | 38
39 2053 | 0 | 0 | 0 | 0 | 0 | 0 |  | 0 |  | 0 | 0 | 39
40 2054 | 0 | 0 | 0 | 0 | 0 | 0 |  | 0 |  | 0 | 0 | 40
41 2055 | 0 | 0 | 0 | 0 | 0 | 0 |  | 0 |  | 0 | 0 | 41
Total Revenue Area: (combines the two revenue facades)
| 0 | 1 | 2 | 3 | 4 | 5 | 6 | 7 | 8 | 9 | 10 | 11 | 12 | 13 | 14 | 15 | 16 | 17 | 18 | 19 | 20 | 21 | 22 | 23 | 24 | 25 | 26 | 27 | 28 | 29 | 30 | 31 | 32 | 33 | 34 | 35 | 36 | 37 | 38 | 39 | 40
| 0 | 0 | 0 | 0 | 0 | 0 | 0 | 0 | 0 | 0 | 0 | 0 | 0 | 0 | 0 | 0 | 0 | 0 | 0 | 0 | 0 | 0 | 0 | 0 | 0 | 0 | 0 | 0 | 0 | 0 | 0 | 0 | 0 | 0 | 0 | 0 | 0 | 0 | 0 | 0 | 0
|  | 0 | 1 | 2 | 3 | 4 | 5 | 6 | 7 | 8 | 9 | 10 | 11 | 12 | 13 | 14 | 15 | 16 | 17 | 18 | 19 | 20 | 21 | 22 | 23 | 24 | 25 | 26 | 27 | 28 | 29 | 30 | 31 | 32 | 33 | 34 | 35 | 36 | 37 | 38 | 39

## TRANS5 (hidden)
Alternative 4 Name
Alternative 4 Description
Transmission Cost Impact
Base Year Is: | 2015
# Years of Revenue: | 11
Years of Costs: | r | <== "R" for same as Revenues, "L" for asset Life
Prepared By:
REVENUE CALCULATION: | c | <== "S" for Standard $/kw, "C" for Calculated amount.
| 2015 | 2016 | 2017 | 2018 | 2019 | 2020 | 2021 | 2022 | 2023 | 2024 | 2025 | 2026 | 2027 | 2028 | 2029 | 2030 | 2031 | 2032 | 2033 | 2034 | 2035 | 2036 | 2037 | 2038 | 2039 | 2040 | 2041 | 2042 | 2043 | 2044 | 2045 | 2046 | 2047 | 2048 | 2049 | 2050 | 2051 | 2052 | 2053 | 2054 | 2055
Descriptions (8) Below: | 1 | 2 | 3 | 4 | 5 | 6 | 7 | 8 | 9 | 10 | 11 | 12 | 13 | 14 | 15 | 16 | 17 | 18 | 19 | 20 | 21 | 22 | 23 | 24 | 25 | 26 | 27 | 28 | 29 | 30 | 31 | 32 | 33 | 34 | 35 | 36 | 37 | 38 | 39 | 40 | 41
These field are not required
Total Revenue: | 0 | 0 | 0 | 0 | 0 | 0 | 0 | 0 | 0 | 0 | 0 | 0 | 0 | 0 | 0 | 0 | 0 | 0 | 0 | 0 | 0 | 0 | 0 | 0 | 0 | 0 | 0 | 0 | 0 | 0 | 0 | 0 | 0 | 0 | 0 | 0 | 0 | 0 | 0 | 0 | 0
CAPITAL EXPENDITURES: | 2015 | 2016 | 2017 | 2018 | 2019 | 2020 | 2021 | 2022 | 2023 | 2024 | 2025 | 2026 | 2027 | 2028 | 2029 | 2030 | 2031 | 2032 | 2033 | 2034 | 2035 | 2036 | 2037 | 2038 | 2039 | 2040 | 2041 | 2042 | 2043 | 2044 | 2045 | 2046 | 2047 | 2048 | 2049 | 2050 | 2051 | 2052 | 2053 | 2054 | 2055
Descriptions (8) Below: | 1 | 2 | 3 | 4 | 5 | 6 | 7 | 8 | 9 | 10 | 11 | 12 | 13 | 14 | 15 | 16 | 17 | 18 | 19 | 20 | 21 | 22 | 23 | 24 | 25 | 26 | 27 | 28 | 29 | 30 | 31 | 32 | 33 | 34 | 35 | 36 | 37 | 38 | 39 | 40 | 41
1) Transmission | 0 | 0 | 0 | 0 | 0 | 0 | 0 | 0 | 0 | 0 | 0 | 0 | 0 | 0 | 0 | 0 | 0 | 0 | 0 | 0 | 0 | 0 | 0 | 0 | 0 | 0 | 0 | 0 | 0 | 0 | 0 | 0 | 0 | 0 | 0 | 0 | 0 | 0 | 0 | 0 | 0
2) | 0 | 0 | 0 | 0 | 0 | 0 | 0 | 0 | 0 | 0 | 0 | 0 | 0 | 0 | 0 | 0 | 0 | 0 | 0 | 0 | 0 | 0 | 0 | 0 | 0 | 0 | 0 | 0 | 0 | 0 | 0 | 0 | 0 | 0 | 0 | 0 | 0 | 0 | 0 | 0 | 0
3) | 0 | 0 | 0 | 0 | 0 | 0 | 0 | 0 | 0 | 0 | 0 | 0 | 0 | 0 | 0 | 0 | 0 | 0 | 0 | 0 | 0 | 0 | 0 | 0 | 0 | 0 | 0 | 0 | 0 | 0 | 0 | 0 | 0 | 0 | 0 | 0 | 0 | 0 | 0 | 0 | 0
4) | 0 | 0 | 0 | 0 | 0 | 0 | 0 | 0 | 0 | 0 | 0 | 0 | 0 | 0 | 0 | 0 | 0 | 0 | 0 | 0 | 0 | 0 | 0 | 0 | 0 | 0 | 0 | 0 | 0 | 0 | 0 | 0 | 0 | 0 | 0 | 0 | 0 | 0 | 0 | 0 | 0
5) Transmission Communication | 0 | 0 | 0 | 0 | 0 | 0 | 0 | 0 | 0 | 0 | 0 | 0 | 0 | 0 | 0 | 0 | 0 | 0 | 0 | 0 | 0 | 0 | 0 | 0 | 0 | 0 | 0 | 0 | 0 | 0 | 0 | 0 | 0 | 0 | 0 | 0 | 0 | 0 | 0 | 0 | 0
6) | 0 | 0 | 0 | 0 | 0 | 0 | 0 | 0 | 0 | 0 | 0 | 0 | 0 | 0 | 0 | 0 | 0 | 0 | 0 | 0 | 0 | 0 | 0 | 0 | 0 | 0 | 0 | 0 | 0 | 0 | 0 | 0 | 0 | 0 | 0 | 0 | 0 | 0 | 0 | 0 | 0
7) | 0 | 0 | 0 | 0 | 0 | 0 | 0 | 0 | 0 | 0 | 0 | 0 | 0 | 0 | 0 | 0 | 0 | 0 | 0 | 0 | 0 | 0 | 0 | 0 | 0 | 0 | 0 | 0 | 0 | 0 | 0 | 0 | 0 | 0 | 0 | 0 | 0 | 0 | 0 | 0 | 0
8) | 0 | 0 | 0 | 0 | 0 | 0 | 0 | 0 | 0 | 0 | 0 | 0 | 0 | 0 | 0 | 0 | 0 | 0 | 0 | 0 | 0 | 0 | 0 | 0 | 0 | 0 | 0 | 0 | 0 | 0 | 0 | 0 | 0 | 0 | 0 | 0 | 0 | 0 | 0 | 0 | 0
Total | 0 | 0 | 0 | 0 | 0 | 0 | 0 | 0 | 0 | 0 | 0 | 0 | 0 | 0 | 0 | 0 | 0 | 0 | 0 | 0 | 0 | 0 | 0 | 0 | 0 | 0 | 0 | 0 | 0 | 0 | 0 | 0 | 0 | 0 | 0 | 0 | 0 | 0 | 0 | 0 | 0
O&M EXPENDITURES: | 2015 | 2016 | 2017 | 2018 | 2019 | 2020 | 2021 | 2022 | 2023 | 2024 | 2025 | 2026 | 2027 | 2028 | 2029 | 2030 | 2031 | 2032 | 2033 | 2034 | 2035 | 2036 | 2037 | 2038 | 2039 | 2040 | 2041 | 2042 | 2043 | 2044 | 2045 | 2046 | 2047 | 2048 | 2049 | 2050 | 2051 | 2052 | 2053 | 2054 | 2055
Descriptions (8) Below: | 1 | 2 | 3 | 4 | 5 | 6 | 7 | 8 | 9 | 10 | 11 | 12 | 13 | 14 | 15 | 16 | 17 | 18 | 19 | 20 | 21 | 22 | 23 | 24 | 25 | 26 | 27 | 28 | 29 | 30 | 31 | 32 | 33 | 34 | 35 | 36 | 37 | 38 | 39 | 40 | 41
1) Incremental O&M Costs | 0 | 0 | 0 | 0 | 0 | 0 | 0 | 0 | 0 | 0 | 0 | 0 | 0 | 0 | 0 | 0 | 0 | 0 | 0 | 0 | 0 | 0 | 0 | 0 | 0 | 0 | 0 | 0 | 0 | 0 | 0 | 0 | 0 | 0 | 0 | 0 | 0 | 0 | 0 | 0 | 0
2) Incremental O&M Savings | 0 | 0 | 0 | 0 | 0 | 0 | 0 | 0 | 0 | 0 | 0 | 0 | 0 | 0 | 0 | 0 | 0 | 0 | 0 | 0 | 0 | 0 | 0 | 0 | 0 | 0 | 0 | 0 | 0 | 0 | 0 | 0 | 0 | 0 | 0 | 0 | 0 | 0 | 0 | 0 | 0
3) Energy Losses | 0 | 0 | 0 | 0 | 0 | 0 | 0 | 0 | 0 | 0 | 0 | 0 | 0 | 0 | 0 | 0 | 0 | 0 | 0 | 0 | 0 | 0 | 0 | 0 | 0 | 0 | 0 | 0 | 0 | 0 | 0 | 0 | 0 | 0 | 0 | 0 | 0 | 0 | 0 | 0 | 0
4) Insurance & Property Tax | 0 | 0 | 0 | 0 | 0 | 0 | 0 | 0 | 0 | 0 | 0 | 0 | 0 | 0 | 0 | 0 | 0 | 0 | 0 | 0 | 0 | 0 | 0 | 0 | 0 | 0 | 0 | 0 | 0 | 0 | 0 | 0 | 0 | 0 | 0 | 0 | 0 | 0 | 0 | 0 | 0
5) | 0 | 0 | 0 | 0 | 0 | 0 | 0 | 0 | 0 | 0 | 0 | 0 | 0 | 0 | 0 | 0 | 0 | 0 | 0 | 0 | 0 | 0 | 0 | 0 | 0 | 0 | 0 | 0 | 0 | 0 | 0 | 0 | 0 | 0 | 0 | 0 | 0 | 0 | 0 | 0 | 0
6) Early Retirement | 0 | 0 | 0 | 0 | 0 | 0 | 0 | 0 | 0 | 0 | 0 | 0 | 0 | 0 | 0 | 0 | 0 | 0 | 0 | 0 | 0 | 0 | 0 | 0 | 0 | 0 | 0 | 0 | 0 | 0 | 0 | 0 | 0 | 0 | 0 | 0 | 0 | 0 | 0 | 0 | 0
7) | 0 | 0 | 0 | 0 | 0 | 0 | 0 | 0 | 0 | 0 | 0 | 0 | 0 | 0 | 0 | 0 | 0 | 0 | 0 | 0 | 0 | 0 | 0 | 0 | 0 | 0 | 0 | 0 | 0 | 0 | 0 | 0 | 0 | 0 | 0 | 0 | 0 | 0 | 0 | 0 | 0
8) | 0 | 0 | 0 | 0 | 0 | 0 | 0 | 0 | 0 | 0 | 0 | 0 | 0 | 0 | 0 | 0 | 0 | 0 | 0 | 0 | 0 | 0 | 0 | 0 | 0 | 0 | 0 | 0 | 0 | 0 | 0 | 0 | 0 | 0 | 0 | 0 | 0 | 0 | 0 | 0 | 0
Total | 0 | 0 | 0 | 0 | 0 | 0 | 0 | 0 | 0 | 0 | 0 | 0 | 0 | 0 | 0 | 0 | 0 | 0 | 0 | 0 | 0 | 0 | 0 | 0 | 0 | 0 | 0 | 0 | 0 | 0 | 0 | 0 | 0 | 0 | 0 | 0 | 0 | 0 | 0 | 0 | 0
DEPRECIATION RATES: |  |  | FINANCIAL DATA
1) Transmission | 5% |  |  | Return | Ratio | B.T. Cost | A.T. Cost
2) |  |  | Debt | 5.739% | 60% | 3.444% | 3.444%
3) |  |  | Preferred | 0% | 0% | 0% | 0%
4) |  |  | Common | 8.75% | 40% | 5% | 3.5%
5) Transmission Communication | 0% |  | TOTALS |  |  | 8.444% | 6.944%
6)
7)
8) |  |  |  | INCOME TAX: |  | 30%
WORKING MODEL BEGINS
Alternative 4 Name
Alternative 4 Description | [9 empty] | Prepared By: | 2014-10-24 11:05
Transmission Cost Impact
Year | 2015 | 2016 | 2017 | 2018 | 2019 | 2020 | 2021 | 2022 | 2023 | 2024 | 2025 | 2026 | 2027 | 2028 | 2029 | 2030 | 2031 | 2032 | 2033 | 2034 | 2035 | 2036 | 2037 | 2038 | 2039 | 2040 | 2041 | 2042 | 2043 | 2044 | 2045 | 2046 | 2047 | 2048 | 2049 | 2050 | 2051 | 2052 | 2053 | 2054 | 2055
REVENUES: | 1 | 2 | 3 | 4 | 5 | 6 | 7 | 8 | 9 | 10 | 11 | 12 | 13 | 14 | 15 | 16 | 17 | 18 | 19 | 20 | 21 | 22 | 23 | 24 | 25 | 26 | 27 | 28 | 29 | 30 | 31 | 32 | 33 | 34 | 35 | 36 | 37 | 38 | 39 | 40 | 41
These field are not required | 0 | 0 | 0 | 0 | 0 | 0 | 0 | 0 | 0 | 0 | 0 | 0 | 0 | 0 | 0 | 0 | 0 | 0 | 0 | 0 | 0 | 0 | 0 | 0 | 0 | 0 | 0 | 0 | 0 | 0 | 0 | 0 | 0 | 0 | 0 | 0 | 0 | 0 | 0 | 0 | 0
| 0 | 0 | 0 | 0 | 0 | 0 | 0 | 0 | 0 | 0 | 0 | 0 | 0 | 0 | 0 | 0 | 0 | 0 | 0 | 0 | 0 | 0 | 0 | 0 | 0 | 0 | 0 | 0 | 0 | 0 | 0 | 0 | 0 | 0 | 0 | 0 | 0 | 0 | 0 | 0 | 0
| 0 | 0 | 0 | 0 | 0 | 0 | 0 | 0 | 0 | 0 | 0 | 0 | 0 | 0 | 0 | 0 | 0 | 0 | 0 | 0 | 0 | 0 | 0 | 0 | 0 | 0 | 0 | 0 | 0 | 0 | 0 | 0 | 0 | 0 | 0 | 0 | 0 | 0 | 0 | 0 | 0
| 0 | 0 | 0 | 0 | 0 | 0 | 0 | 0 | 0 | 0 | 0 | 0 | 0 | 0 | 0 | 0 | 0 | 0 | 0 | 0 | 0 | 0 | 0 | 0 | 0 | 0 | 0 | 0 | 0 | 0 | 0 | 0 | 0 | 0 | 0 | 0 | 0 | 0 | 0 | 0 | 0
| 0 | 0 | 0 | 0 | 0 | 0 | 0 | 0 | 0 | 0 | 0 | 0 | 0 | 0 | 0 | 0 | 0 | 0 | 0 | 0 | 0 | 0 | 0 | 0 | 0 | 0 | 0 | 0 | 0 | 0 | 0 | 0 | 0 | 0 | 0 | 0 | 0 | 0 | 0 | 0 | 0
| 0 | 0 | 0 | 0 | 0 | 0 | 0 | 0 | 0 | 0 | 0 | 0 | 0 | 0 | 0 | 0 | 0 | 0 | 0 | 0 | 0 | 0 | 0 | 0 | 0 | 0 | 0 | 0 | 0 | 0 | 0 | 0 | 0 | 0 | 0 | 0 | 0 | 0 | 0 | 0 | 0
| 0 | 0 | 0 | 0 | 0 | 0 | 0 | 0 | 0 | 0 | 0 | 0 | 0 | 0 | 0 | 0 | 0 | 0 | 0 | 0 | 0 | 0 | 0 | 0 | 0 | 0 | 0 | 0 | 0 | 0 | 0 | 0 | 0 | 0 | 0 | 0 | 0 | 0 | 0 | 0 | 0
| 0 | 0 | 0 | 0 | 0 | 0 | 0 | 0 | 0 | 0 | 0 | 0 | 0 | 0 | 0 | 0 | 0 | 0 | 0 | 0 | 0 | 0 | 0 | 0 | 0 | 0 | 0 | 0 | 0 | 0 | 0 | 0 | 0 | 0 | 0 | 0 | 0 | 0 | 0 | 0 | 0
Total Revenue: | 0 | 0 | 0 | 0 | 0 | 0 | 0 | 0 | 0 | 0 | 0 | 0 | 0 | 0 | 0 | 0 | 0 | 0 | 0 | 0 | 0 | 0 | 0 | 0 | 0 | 0 | 0 | 0 | 0 | 0 | 0 | 0 | 0 | 0 | 0 | 0 | 0 | 0 | 0 | 0 | 0
CAPITAL: | 1 | 2 | 3 | 4 | 5 | 6 | 7 | 8 | 9 | 10 | 11 | 12 | 13 | 14 | 15 | 16 | 17 | 18 | 19 | 20 | 21 | 22 | 23 | 24 | 25 | 26 | 27 | 28 | 29 | 30 | 31 | 32 | 33 | 34 | 35 | 36 | 37 | 38 | 39 | 40 | 41
1) Transmission | 0 | 0 | 0 | 0 | 0 | 0 | 0 | 0 | 0 | 0 | 0 | 0 | 0 | 0 | 0 | 0 | 0 | 0 | 0 | 0 | 0 | 0 | 0 | 0 | 0 | 0 | 0 | 0 | 0 | 0 | 0 | 0 | 0 | 0 | 0 | 0 | 0 | 0 | 0 | 0 | 0
2) | 0 | 0 | 0 | 0 | 0 | 0 | 0 | 0 | 0 | 0 | 0 | 0 | 0 | 0 | 0 | 0 | 0 | 0 | 0 | 0 | 0 | 0 | 0 | 0 | 0 | 0 | 0 | 0 | 0 | 0 | 0 | 0 | 0 | 0 | 0 | 0 | 0 | 0 | 0 | 0 | 0
3) | 0 | 0 | 0 | 0 | 0 | 0 | 0 | 0 | 0 | 0 | 0 | 0 | 0 | 0 | 0 | 0 | 0 | 0 | 0 | 0 | 0 | 0 | 0 | 0 | 0 | 0 | 0 | 0 | 0 | 0 | 0 | 0 | 0 | 0 | 0 | 0 | 0 | 0 | 0 | 0 | 0
4) | 0 | 0 | 0 | 0 | 0 | 0 | 0 | 0 | 0 | 0 | 0 | 0 | 0 | 0 | 0 | 0 | 0 | 0 | 0 | 0 | 0 | 0 | 0 | 0 | 0 | 0 | 0 | 0 | 0 | 0 | 0 | 0 | 0 | 0 | 0 | 0 | 0 | 0 | 0 | 0 | 0
5) Transmission Communication | 0 | 0 | 0 | 0 | 0 | 0 | 0 | 0 | 0 | 0 | 0 | 0 | 0 | 0 | 0 | 0 | 0 | 0 | 0 | 0 | 0 | 0 | 0 | 0 | 0 | 0 | 0 | 0 | 0 | 0 | 0 | 0 | 0 | 0 | 0 | 0 | 0 | 0 | 0 | 0 | 0
6) | 0 | 0 | 0 | 0 | 0 | 0 | 0 | 0 | 0 | 0 | 0 | 0 | 0 | 0 | 0 | 0 | 0 | 0 | 0 | 0 | 0 | 0 | 0 | 0 | 0 | 0 | 0 | 0 | 0 | 0 | 0 | 0 | 0 | 0 | 0 | 0 | 0 | 0 | 0 | 0 | 0
7) | 0 | 0 | 0 | 0 | 0 | 0 | 0 | 0 | 0 | 0 | 0 | 0 | 0 | 0 | 0 | 0 | 0 | 0 | 0 | 0 | 0 | 0 | 0 | 0 | 0 | 0 | 0 | 0 | 0 | 0 | 0 | 0 | 0 | 0 | 0 | 0 | 0 | 0 | 0 | 0 | 0
8) | 0 | 0 | 0 | 0 | 0 | 0 | 0 | 0 | 0 | 0 | 0 | 0 | 0 | 0 | 0 | 0 | 0 | 0 | 0 | 0 | 0 | 0 | 0 | 0 | 0 | 0 | 0 | 0 | 0 | 0 | 0 | 0 | 0 | 0 | 0 | 0 | 0 | 0 | 0 | 0 | 0
Total Capital | 0 | 0 | 0 | 0 | 0 | 0 | 0 | 0 | 0 | 0 | 0 | 0 | 0 | 0 | 0 | 0 | 0 | 0 | 0 | 0 | 0 | 0 | 0 | 0 | 0 | 0 | 0 | 0 | 0 | 0 | 0 | 0 | 0 | 0 | 0 | 0 | 0 | 0 | 0 | 0 | 0
O&M: | 1 | 2 | 3 | 4 | 5 | 6 | 7 | 8 | 9 | 10 | 11 | 12 | 13 | 14 | 15 | 16 | 17 | 18 | 19 | 20 | 21 | 22 | 23 | 24 | 25 | 26 | 27 | 28 | 29 | 30 | 31 | 32 | 33 | 34 | 35 | 36 | 37 | 38 | 39 | 40 | 41
1) Incremental O&M Costs | 0 | 0 | 0 | 0 | 0 | 0 | 0 | 0 | 0 | 0 | 0 | 0 | 0 | 0 | 0 | 0 | 0 | 0 | 0 | 0 | 0 | 0 | 0 | 0 | 0 | 0 | 0 | 0 | 0 | 0 | 0 | 0 | 0 | 0 | 0 | 0 | 0 | 0 | 0 | 0 | 0
2) Incremental O&M Savings | 0 | 0 | 0 | 0 | 0 | 0 | 0 | 0 | 0 | 0 | 0 | 0 | 0 | 0 | 0 | 0 | 0 | 0 | 0 | 0 | 0 | 0 | 0 | 0 | 0 | 0 | 0 | 0 | 0 | 0 | 0 | 0 | 0 | 0 | 0 | 0 | 0 | 0 | 0 | 0 | 0
3) Energy Losses | 0 | 0 | 0 | 0 | 0 | 0 | 0 | 0 | 0 | 0 | 0 | 0 | 0 | 0 | 0 | 0 | 0 | 0 | 0 | 0 | 0 | 0 | 0 | 0 | 0 | 0 | 0 | 0 | 0 | 0 | 0 | 0 | 0 | 0 | 0 | 0 | 0 | 0 | 0 | 0 | 0
4) Insurance & Property Tax | 0 | 0 | 0 | 0 | 0 | 0 | 0 | 0 | 0 | 0 | 0 | 0 | 0 | 0 | 0 | 0 | 0 | 0 | 0 | 0 | 0 | 0 | 0 | 0 | 0 | 0 | 0 | 0 | 0 | 0 | 0 | 0 | 0 | 0 | 0 | 0 | 0 | 0 | 0 | 0 | 0
5) | 0 | 0 | 0 | 0 | 0 | 0 | 0 | 0 | 0 | 0 | 0 | 0 | 0 | 0 | 0 | 0 | 0 | 0 | 0 | 0 | 0 | 0 | 0 | 0 | 0 | 0 | 0 | 0 | 0 | 0 | 0 | 0 | 0 | 0 | 0 | 0 | 0 | 0 | 0 | 0 | 0
6) Early Retirement | 0 | 0 | 0 | 0 | 0 | 0 | 0 | 0 | 0 | 0 | 0 | 0 | 0 | 0 | 0 | 0 | 0 | 0 | 0 | 0 | 0 | 0 | 0 | 0 | 0 | 0 | 0 | 0 | 0 | 0 | 0 | 0 | 0 | 0 | 0 | 0 | 0 | 0 | 0 | 0 | 0
7) | 0 | 0 | 0 | 0 | 0 | 0 | 0 | 0 | 0 | 0 | 0 | 0 | 0 | 0 | 0 | 0 | 0 | 0 | 0 | 0 | 0 | 0 | 0 | 0 | 0 | 0 | 0 | 0 | 0 | 0 | 0 | 0 | 0 | 0 | 0 | 0 | 0 | 0 | 0 | 0 | 0
8) | 0 | 0 | 0 | 0 | 0 | 0 | 0 | 0 | 0 | 0 | 0 | 0 | 0 | 0 | 0 | 0 | 0 | 0 | 0 | 0 | 0 | 0 | 0 | 0 | 0 | 0 | 0 | 0 | 0 | 0 | 0 | 0 | 0 | 0 | 0 | 0 | 0 | 0 | 0 | 0 | 0
Total O&M | 0 | 0 | 0 | 0 | 0 | 0 | 0 | 0 | 0 | 0 | 0 | 0 | 0 | 0 | 0 | 0 | 0 | 0 | 0 | 0 | 0 | 0 | 0 | 0 | 0 | 0 | 0 | 0 | 0 | 0 | 0 | 0 | 0 | 0 | 0 | 0 | 0 | 0 | 0 | 0 | 0
Alternative 4 Name
Alternative 4 Description
Transmission Cost Impact
Year | 2015 | 2016 | 2017 | 2018 | 2019 | 2020 | 2021 | 2022 | 2023 | 2024 | 2025 | 2026 | 2027 | 2028 | 2029 | 2030 | 2031 | 2032 | 2033 | 2034 | 2035 | 2036 | 2037 | 2038 | 2039 | 2040 | 2041 | 2042 | 2043 | 2044 | 2045 | 2046 | 2047 | 2048 | 2049 | 2050 | 2051 | 2052 | 2053 | 2054 | 2055
YEARLY DEPRECIATION: | 1 | 2 | 3 | 4 | 5 | 6 | 7 | 8 | 9 | 10 | 11 | 12 | 13 | 14 | 15 | 16 | 17 | 18 | 19 | 20 | 21 | 22 | 23 | 24 | 25 | 26 | 27 | 28 | 29 | 30 | 31 | 32 | 33 | 34 | 35 | 36 | 37 | 38 | 39 | 40 | 41 | Rates
1) Transmission | 0 | 0 | 0 | 0 | 0 | 0 | 0 | 0 | 0 | 0 | 0 | 0 | 0 | 0 | 0 | 0 | 0 | 0 | 0 | 0 | 0 | 0 | 0 | 0 | 0 | 0 | 0 | 0 | 0 | 0 | 0 | 0 | 0 | 0 | 0 | 0 | 0 | 0 | 0 | 0 | 0 | 5%
2) | 0 | 0 | 0 | 0 | 0 | 0 | 0 | 0 | 0 | 0 | 0 | 0 | 0 | 0 | 0 | 0 | 0 | 0 | 0 | 0 | 0 | 0 | 0 | 0 | 0 | 0 | 0 | 0 | 0 | 0 | 0 | 0 | 0 | 0 | 0 | 0 | 0 | 0 | 0 | 0 | 0 | 0%
3) | 0 | 0 | 0 | 0 | 0 | 0 | 0 | 0 | 0 | 0 | 0 | 0 | 0 | 0 | 0 | 0 | 0 | 0 | 0 | 0 | 0 | 0 | 0 | 0 | 0 | 0 | 0 | 0 | 0 | 0 | 0 | 0 | 0 | 0 | 0 | 0 | 0 | 0 | 0 | 0 | 0 | 0%
4) | 0 | 0 | 0 | 0 | 0 | 0 | 0 | 0 | 0 | 0 | 0 | 0 | 0 | 0 | 0 | 0 | 0 | 0 | 0 | 0 | 0 | 0 | 0 | 0 | 0 | 0 | 0 | 0 | 0 | 0 | 0 | 0 | 0 | 0 | 0 | 0 | 0 | 0 | 0 | 0 | 0 | 0%
5) Transmission Communication | 0 | 0 | 0 | 0 | 0 | 0 | 0 | 0 | 0 | 0 | 0 | 0 | 0 | 0 | 0 | 0 | 0 | 0 | 0 | 0 | 0 | 0 | 0 | 0 | 0 | 0 | 0 | 0 | 0 | 0 | 0 | 0 | 0 | 0 | 0 | 0 | 0 | 0 | 0 | 0 | 0 | 0%
6) | 0 | 0 | 0 | 0 | 0 | 0 | 0 | 0 | 0 | 0 | 0 | 0 | 0 | 0 | 0 | 0 | 0 | 0 | 0 | 0 | 0 | 0 | 0 | 0 | 0 | 0 | 0 | 0 | 0 | 0 | 0 | 0 | 0 | 0 | 0 | 0 | 0 | 0 | 0 | 0 | 0 | 0%
7) | 0 | 0 | 0 | 0 | 0 | 0 | 0 | 0 | 0 | 0 | 0 | 0 | 0 | 0 | 0 | 0 | 0 | 0 | 0 | 0 | 0 | 0 | 0 | 0 | 0 | 0 | 0 | 0 | 0 | 0 | 0 | 0 | 0 | 0 | 0 | 0 | 0 | 0 | 0 | 0 | 0 | 0%
8) | 0 | 0 | 0 | 0 | 0 | 0 | 0 | 0 | 0 | 0 | 0 | 0 | 0 | 0 | 0 | 0 | 0 | 0 | 0 | 0 | 0 | 0 | 0 | 0 | 0 | 0 | 0 | 0 | 0 | 0 | 0 | 0 | 0 | 0 | 0 | 0 | 0 | 0 | 0 | 0 | 0 | 0%
Total Depreciation | 0 | 0 | 0 | 0 | 0 | 0 | 0 | 0 | 0 | 0 | 0 | 0 | 0 | 0 | 0 | 0 | 0 | 0 | 0 | 0 | 0 | 0 | 0 | 0 | 0 | 0 | 0 | 0 | 0 | 0 | 0 | 0 | 0 | 0 | 0 | 0 | 0 | 0 | 0 | 0 | 0
ACCUMULATED DEPRECIATION: | 1 | 2 | 3 | 4 | 5 | 6 | 7 | 8 | 9 | 10 | 11 | 12 | 13 | 14 | 15 | 16 | 17 | 18 | 19 | 20 | 21 | 22 | 23 | 24 | 25 | 26 | 27 | 28 | 29 | 30 | 31 | 32 | 33 | 34 | 35 | 36 | 37 | 38 | 39 | 40 | 41
1) Transmission | 0 | 0 | 0 | 0 | 0 | 0 | 0 | 0 | 0 | 0 | 0 | 0 | 0 | 0 | 0 | 0 | 0 | 0 | 0 | 0 | 0 | 0 | 0 | 0 | 0 | 0 | 0 | 0 | 0 | 0 | 0 | 0 | 0 | 0 | 0 | 0 | 0 | 0 | 0 | 0 | 0
2) | 0 | 0 | 0 | 0 | 0 | 0 | 0 | 0 | 0 | 0 | 0 | 0 | 0 | 0 | 0 | 0 | 0 | 0 | 0 | 0 | 0 | 0 | 0 | 0 | 0 | 0 | 0 | 0 | 0 | 0 | 0 | 0 | 0 | 0 | 0 | 0 | 0 | 0 | 0 | 0 | 0
3) | 0 | 0 | 0 | 0 | 0 | 0 | 0 | 0 | 0 | 0 | 0 | 0 | 0 | 0 | 0 | 0 | 0 | 0 | 0 | 0 | 0 | 0 | 0 | 0 | 0 | 0 | 0 | 0 | 0 | 0 | 0 | 0 | 0 | 0 | 0 | 0 | 0 | 0 | 0 | 0 | 0
4) | 0 | 0 | 0 | 0 | 0 | 0 | 0 | 0 | 0 | 0 | 0 | 0 | 0 | 0 | 0 | 0 | 0 | 0 | 0 | 0 | 0 | 0 | 0 | 0 | 0 | 0 | 0 | 0 | 0 | 0 | 0 | 0 | 0 | 0 | 0 | 0 | 0 | 0 | 0 | 0 | 0
5) Transmission Communication | 0 | 0 | 0 | 0 | 0 | 0 | 0 | 0 | 0 | 0 | 0 | 0 | 0 | 0 | 0 | 0 | 0 | 0 | 0 | 0 | 0 | 0 | 0 | 0 | 0 | 0 | 0 | 0 | 0 | 0 | 0 | 0 | 0 | 0 | 0 | 0 | 0 | 0 | 0 | 0 | 0
6) | 0 | 0 | 0 | 0 | 0 | 0 | 0 | 0 | 0 | 0 | 0 | 0 | 0 | 0 | 0 | 0 | 0 | 0 | 0 | 0 | 0 | 0 | 0 | 0 | 0 | 0 | 0 | 0 | 0 | 0 | 0 | 0 | 0 | 0 | 0 | 0 | 0 | 0 | 0 | 0 | 0
7) | 0 | 0 | 0 | 0 | 0 | 0 | 0 | 0 | 0 | 0 | 0 | 0 | 0 | 0 | 0 | 0 | 0 | 0 | 0 | 0 | 0 | 0 | 0 | 0 | 0 | 0 | 0 | 0 | 0 | 0 | 0 | 0 | 0 | 0 | 0 | 0 | 0 | 0 | 0 | 0 | 0
8) | 0 | 0 | 0 | 0 | 0 | 0 | 0 | 0 | 0 | 0 | 0 | 0 | 0 | 0 | 0 | 0 | 0 | 0 | 0 | 0 | 0 | 0 | 0 | 0 | 0 | 0 | 0 | 0 | 0 | 0 | 0 | 0 | 0 | 0 | 0 | 0 | 0 | 0 | 0 | 0 | 0
PROPERTY IN SERVICE (end yr): | 1 | 2 | 3 | 4 | 5 | 6 | 7 | 8 | 9 | 10 | 11 | 12 | 13 | 14 | 15 | 16 | 17 | 18 | 19 | 20 | 21 | 22 | 23 | 24 | 25 | 26 | 27 | 28 | 29 | 30 | 31 | 32 | 33 | 34 | 35 | 36 | 37 | 38 | 39 | 40 | 41
1) Transmission | 0 | 0 | 0 | 0 | 0 | 0 | 0 | 0 | 0 | 0 | 0 | 0 | 0 | 0 | 0 | 0 | 0 | 0 | 0 | 0 | 0 | 0 | 0 | 0 | 0 | 0 | 0 | 0 | 0 | 0 | 0 | 0 | 0 | 0 | 0 | 0 | 0 | 0 | 0 | 0 | 0
2) | 0 | 0 | 0 | 0 | 0 | 0 | 0 | 0 | 0 | 0 | 0 | 0 | 0 | 0 | 0 | 0 | 0 | 0 | 0 | 0 | 0 | 0 | 0 | 0 | 0 | 0 | 0 | 0 | 0 | 0 | 0 | 0 | 0 | 0 | 0 | 0 | 0 | 0 | 0 | 0 | 0
3) | 0 | 0 | 0 | 0 | 0 | 0 | 0 | 0 | 0 | 0 | 0 | 0 | 0 | 0 | 0 | 0 | 0 | 0 | 0 | 0 | 0 | 0 | 0 | 0 | 0 | 0 | 0 | 0 | 0 | 0 | 0 | 0 | 0 | 0 | 0 | 0 | 0 | 0 | 0 | 0 | 0
4) | 0 | 0 | 0 | 0 | 0 | 0 | 0 | 0 | 0 | 0 | 0 | 0 | 0 | 0 | 0 | 0 | 0 | 0 | 0 | 0 | 0 | 0 | 0 | 0 | 0 | 0 | 0 | 0 | 0 | 0 | 0 | 0 | 0 | 0 | 0 | 0 | 0 | 0 | 0 | 0 | 0
5) Transmission Communication | 0 | 0 | 0 | 0 | 0 | 0 | 0 | 0 | 0 | 0 | 0 | 0 | 0 | 0 | 0 | 0 | 0 | 0 | 0 | 0 | 0 | 0 | 0 | 0 | 0 | 0 | 0 | 0 | 0 | 0 | 0 | 0 | 0 | 0 | 0 | 0 | 0 | 0 | 0 | 0 | 0
6) | 0 | 0 | 0 | 0 | 0 | 0 | 0 | 0 | 0 | 0 | 0 | 0 | 0 | 0 | 0 | 0 | 0 | 0 | 0 | 0 | 0 | 0 | 0 | 0 | 0 | 0 | 0 | 0 | 0 | 0 | 0 | 0 | 0 | 0 | 0 | 0 | 0 | 0 | 0 | 0 | 0
7) | 0 | 0 | 0 | 0 | 0 | 0 | 0 | 0 | 0 | 0 | 0 | 0 | 0 | 0 | 0 | 0 | 0 | 0 | 0 | 0 | 0 | 0 | 0 | 0 | 0 | 0 | 0 | 0 | 0 | 0 | 0 | 0 | 0 | 0 | 0 | 0 | 0 | 0 | 0 | 0 | 0
8) | 0 | 0 | 0 | 0 | 0 | 0 | 0 | 0 | 0 | 0 | 0 | 0 | 0 | 0 | 0 | 0 | 0 | 0 | 0 | 0 | 0 | 0 | 0 | 0 | 0 | 0 | 0 | 0 | 0 | 0 | 0 | 0 | 0 | 0 | 0 | 0 | 0 | 0 | 0 | 0 | 0
Total Project Ratebase | 0 | 0 | 0 | 0 | 0 | 0 | 0 | 0 | 0 | 0 | 0 | 0 | 0 | 0 | 0 | 0 | 0 | 0 | 0 | 0 | 0 | 0 | 0 | 0 | 0 | 0 | 0 | 0 | 0 | 0 | 0 | 0 | 0 | 0 | 0 | 0 | 0 | 0 | 0 | 0 | 0
Alternative 4 Name |  |  | Return | Ratio | B.T. Cost | A.T. Cost
Alternative 4 Description |  | Debt | 5.739% | 60% | 3.444% | 3.444%
Transmission Cost Impact |  | Preferred | 0% | 0% | 0% | 0% |  | Tax Rate | 30%
|  | Common | 8.75% | 40% | 5% | 3.5%
[5 empty] | 8.444% | 6.944%
CASH FLOWS SUMMARY:
|  |  |  | Revenue Requirements |  |  |  | Revenue |  | Surplus | CPV at | Used
Year | Ratebase | Return | Dep'n | Inc. Tax | O&M | Total |  | Allowance |  | (Deficit) | 8.444% | Year
1 2015 | 0 | 0 | 0 | 0 | 0 | 0 | 2015 NPV | 0 |  | 0 | 0 | 1
2 2016 | 0 | 0 | 0 | 0 | 0 | 0 | 0 | 0 |  | 0 | 0 | 2 |  | 12723 | -33410003.6125
3 2017 | 0 | 0 | 0 | 0 | 0 | 0 |  | 0 |  | 0 | 0 | 3 |  | 12723 | -33410003.6125
4 2018 | 0 | 0 | 0 | 0 | 0 | 0 |  | 0 |  | 0 | 0 | 4 |  | 0 | 0
5 2019 | 0 | 0 | 0 | 0 | 0 | 0 |  | 0 |  | 0 | 0 | 5
6 2020 | 0 | 0 | 0 | 0 | 0 | 0 |  | 0 |  | 0 | 0 | 6 |  | changes: | #DIV/0!
7 2021 | 0 | 0 | 0 | 0 | 0 | 0 |  | 0 |  | 0 | 0 | 7
8 2022 | 0 | 0 | 0 | 0 | 0 | 0 |  | 0 |  | 0 | 0 | 8 |  | Cont 2nd | 12723
9 2023 | 0 | 0 | 0 | 0 | 0 | 0 |  | 0 |  | 0 | 0 | 9
10 2024 | 0 | 0 | 0 | 0 | 0 | 0 |  | 0 |  | 0 | 0 | 10 |  | Cont_changed | #DIV/0!
11 2025 | 0 | 0 | 0 | 0 | 0 | 0 |  | 0 |  | 0 | 0 | 11
12 2026 | 0 | 0 | 0 | 0 | 0 | 0 |  | 0 |  | 0 | 0 | 12
13 2027 | 0 | 0 | 0 | 0 | 0 | 0 |  | 0 |  | 0 | 0 | 13
14 2028 | 0 | 0 | 0 | 0 | 0 | 0 |  | 0 |  | 0 | 0 | 14
15 2029 | 0 | 0 | 0 | 0 | 0 | 0 |  | 0 |  | 0 | 0 | 15
16 2030 | 0 | 0 | 0 | 0 | 0 | 0 |  | 0 |  | 0 | 0 | 16
17 2031 | 0 | 0 | 0 | 0 | 0 | 0 |  | 0 |  | 0 | 0 | 17
18 2032 | 0 | 0 | 0 | 0 | 0 | 0 |  | 0 |  | 0 | 0 | 18
19 2033 | 0 | 0 | 0 | 0 | 0 | 0 |  | 0 |  | 0 | 0 | 19
20 2034 | 0 | 0 | 0 | 0 | 0 | 0 |  | 0 |  | 0 | 0 | 20
21 2035 | 0 | 0 | 0 | 0 | 0 | 0 |  | 0 |  | 0 | 0 | 21
22 2036 | 0 | 0 | 0 | 0 | 0 | 0 |  | 0 |  | 0 | 0 | 22
23 2037 | 0 | 0 | 0 | 0 | 0 | 0 |  | 0 |  | 0 | 0 | 23
24 2038 | 0 | 0 | 0 | 0 | 0 | 0 |  | 0 |  | 0 | 0 | 24
25 2039 | 0 | 0 | 0 | 0 | 0 | 0 |  | 0 |  | 0 | 0 | 25
26 2040 | 0 | 0 | 0 | 0 | 0 | 0 |  | 0 |  | 0 | 0 | 26
27 2041 | 0 | 0 | 0 | 0 | 0 | 0 |  | 0 |  | 0 | 0 | 27
28 2042 | 0 | 0 | 0 | 0 | 0 | 0 |  | 0 |  | 0 | 0 | 28
29 2043 | 0 | 0 | 0 | 0 | 0 | 0 |  | 0 |  | 0 | 0 | 29
30 2044 | 0 | 0 | 0 | 0 | 0 | 0 |  | 0 |  | 0 | 0 | 30
31 2045 | 0 | 0 | 0 | 0 | 0 | 0 |  | 0 |  | 0 | 0 | 31
32 2046 | 0 | 0 | 0 | 0 | 0 | 0 |  | 0 |  | 0 | 0 | 32
33 2047 | 0 | 0 | 0 | 0 | 0 | 0 |  | 0 |  | 0 | 0 | 33
34 2048 | 0 | 0 | 0 | 0 | 0 | 0 |  | 0 |  | 0 | 0 | 34
35 2049 | 0 | 0 | 0 | 0 | 0 | 0 |  | 0 |  | 0 | 0 | 35
36 2050 | 0 | 0 | 0 | 0 | 0 | 0 |  | 0 |  | 0 | 0 | 36
37 2051 | 0 | 0 | 0 | 0 | 0 | 0 |  | 0 |  | 0 | 0 | 37
38 2052 | 0 | 0 | 0 | 0 | 0 | 0 |  | 0 |  | 0 | 0 | 38
39 2053 | 0 | 0 | 0 | 0 | 0 | 0 |  | 0 |  | 0 | 0 | 39
40 2054 | 0 | 0 | 0 | 0 | 0 | 0 |  | 0 |  | 0 | 0 | 40
41 2055 | 0 | 0 | 0 | 0 | 0 | 0 |  | 0 |  | 0 | 0 | 41
Total Revenue Area: (combines the two revenue facades)
| 0 | 1 | 2 | 3 | 4 | 5 | 6 | 7 | 8 | 9 | 10 | 11 | 12 | 13 | 14 | 15 | 16 | 17 | 18 | 19 | 20 | 21 | 22 | 23 | 24 | 25 | 26 | 27 | 28 | 29 | 30 | 31 | 32 | 33 | 34 | 35 | 36 | 37 | 38 | 39 | 40
| 0 | 0 | 0 | 0 | 0 | 0 | 0 | 0 | 0 | 0 | 0 | 0 | 0 | 0 | 0 | 0 | 0 | 0 | 0 | 0 | 0 | 0 | 0 | 0 | 0 | 0 | 0 | 0 | 0 | 0 | 0 | 0 | 0 | 0 | 0 | 0 | 0 | 0 | 0 | 0 | 0
|  | 0 | 1 | 2 | 3 | 4 | 5 | 6 | 7 | 8 | 9 | 10 | 11 | 12 | 13 | 14 | 15 | 16 | 17 | 18 | 19 | 20 | 21 | 22 | 23 | 24 | 25 | 26 | 27 | 28 | 29 | 30 | 31 | 32 | 33 | 34 | 35 | 36 | 37 | 38 | 39

## Revisions (hidden)
Date: | Revised by: | Changes made:
2007-06-06 | T. Small | - Updated model with the latest financial parameters (Source: Business Case Assumptions - June 2007)
- Added calendar year to summary sheet (Revenue Requirement & Graph)
- Changed escalation so it continues up to 40 years
- Changed AFUDC calculation so it is compounded quarterly
- Updated pool price as of June 5, 2007
- Various changes to replace "2006" with "2007"
2008-01-04 | A. Altamirano | - Updated model with the latest financial parameters (Source: Business Case Assumptions - January 2008)
- Updated pool price as of December 31, 2007
2008-01-30 | A. Altamirano | - Various changes to replace "2007" with "2008"
- Added password protection to all sheets
2008-02-04 | A. Altamirano | - Changed the return formula for Year 1 to use the AT Cost of Capital
2008-02-12 | A. Altamirano | - Changed formula for Income Tax (G24) To include all parameters
- Corrected line Losses formulas and escalation
- Added Error message when Construction Year is set to be later than Base Year
- Set the first year's Annual Escalation Factor to 1 by default so that the first year is not escalated
- Changed Alternative 1 to Proposed Project and Alternatives 2 - 5 to Alternatives 1 - 4
2008-04-11 | A. Altamirano | - Unprotected Energy Costs cells to allow sensitivity analyses to be run on this item.
2008-04-17 | A. Altamirano | - Made changes so that The titles of Trans. Dist, etc of each row carries through the sheet so if it needs to be
changed it only has to be changed iin the first table (for example if it is a vehicle it is not transmission or distribution)
2009-11-04 | A. Altamirano | - Updated Capital Structures based on 2010 Business Cases from Ken Grimes
- Changed the DIST and TRANS sheets to link to the capital structure in the Assumptions 1 page
2009-11-19 | A. Altamirano | - Updated Capital Structures based on Generic Cost of Capital from Ken Grimes
Possible Future Enhancements:
-Have Capital Structures for future years, so that expenditures in future years use the appropiate WACC
- Revenue Requirement calculations to reflect respective tax year when determining income tax.